{"text_format":"1","workbook":"xlsx","n_sheets":69,"sheets":["使い方","タイプ選択","目次-同時使用","入力1","入力2","入力3","入力4","入力5","入力6","入力7","入力8","入力9","入力区間","目次-戸数人数","共通1","共通2","共通3","共通4","末端1","末端2","末端3","末端4","末端5","末端6","末端区間","幹栓1","幹栓2","幹栓3","幹栓4","幹栓区間","1表紙","2区間計算安全無他損失無","2区間計算安全無他損失有","2区間計算安全有他損失無","2区間計算安全有他損失有","3判定","4損失水頭計算表損失無","4損失水頭計算表損失有","5直管換算長計算書","入力項目一覧表紙有","入力項目一覧表紙無","1表紙末端水頭計算","1表紙末端簡易入力","1表紙末端なし","2区間計算末端安全無他損失無","2区間計算末端安全無他損失有","2区間計算末端安全有他損失無","2区間計算末端安全有他損失有","3損失水頭計算表末端損失無","3損失水頭計算表末端損失有","4直管換算長計算書末端","5区間計算幹栓安全無他損失無","5区間計算幹栓安全無他損失有","5区間計算幹栓安全有他損失無","5区間計算幹栓安全有他損失有","6損失水頭計算表幹栓損失無","6損失水頭計算表幹栓損失有","7直管換算長計算書幹栓","8判定","入力項目一覧表紙有末端有","入力項目一覧表紙有末端無","入力項目一覧表紙無末端有","入力項目一覧表紙無末端無","同時使用","使用水量","計算公式","内径設定","量水器","直管換算"],"not_rendered":{"charts":0,"images":0,"macros":1,"external_links":0,"defined_names":69,"comments":3,"pivot_tables":0},"unopened":[],"bounds":{"document_bytes":16777216,"sheet_cells":100000,"rows_first":2000,"rows_last":500,"rows_between":2000,"halvings":0,"cell_chars":16384,"cell_head_chars":4096},"cells_cut":0,"cells_raw":0,"read":"whole","date_system":"1900"}

{"sheet":"使い方","index":0,"n_rows":61,"n_cols":3,"rows_kept":61,"cut":false,"hidden":false,"merged":[]}
[]
[null,"水道屋さんの水理計算書2012"]
[null,"Ver.1.13s"]
[null,"＜使い方＞"]
[]
[null,"●概要"]
[null,"「水道屋さんの水理計算書2012」は、直結直圧式の戸建タイプ、"]
[null,"あるいは集合住宅タイプの水理計算書を作成します。"]
[]
[null,"使用水量の算出は、"]
[null,"「戸建タイプ」では、"]
[null,"「同時に使用する末端給水用具を設定して計算する方法」によります。"]
[]
[null,"「集合住宅タイプ」では、"]
[null,"「戸数または居住人数から同時使用水量を予測する算定式を用いる方法」によります。"]
[]
[null,"本プログラムで作成するのは水理計算書であり、図面は作成しません。"]
[]
[null,"●計算方法の選択"]
[null,"まず、「タイプ選択」シートで、戸建タイプの計算を行うのか、"]
[null,"集合住宅タイプの計算を行うのかを選択します。"]
[]
[null,"これにより、タイプに合わせたシートが構成されますので、"]
[null,"左から順に、必要な設定、入力を行ってください。"]
[]
[null,"●水理計算書の作成"]
[null,"１．各入力シートに必要事項を入力します。"]
[null,"２．各シートの上部にある「水理計算書作成」ボタンを押すと、水理計算書が作成されます。"]
[]
[]
[]
[]
[]
[]
[null,"●入力"]
[null,"緑色のセルが入力欄となります。"]
[null,null,"この色が入力欄"]
[]
[null,"●入力項目の確認"]
[null,"各シートの上部にある「入力項目確認」ボタンを押すと印刷プレビュー画面となり、"]
[null,"入力内容を一覧で確認できます。"]
[null,"印刷プレビュー画面を閉じると、元の画面に戻ります。"]
[]
[null,"印刷プレビュー画面から印刷することもできますが、この「入力内容一覧」は、"]
[null,"水理計算書を作成すると、同じブックに添付されます。"]
[]
[null,"●シートの並びと名前"]
[null,"シートを切り替えるにはシートのタブをクリックするか、各シートにあるボタンを"]
[null,"クリックしてください。"]
[]
[null,"シートの並び順は自由に変更できます。"]
[null,"シートの名前は変更しないでください。プログラムが正常に動作しなくなります。"]
[]
[null,"緑色のタブは入力シート、青色のタブは設定シートです。"]
[]
[null,"●使用説明書"]
[null,"使い方の詳細はWEB上の使用説明書をご確認ください。"]
[]
[]
[null,"また各シートの上部にも、そのシートに対応する使用説明書ページへのリンクボタンが"]
[null,"あります。"]

{"sheet":"タイプ選択","index":1,"n_rows":25,"n_cols":2,"rows_kept":25,"cut":false,"hidden":false,"merged":[]}
[]
[null,"＜タイプ選択＞"]
[]
[null,"●戸建タイプか集合住宅タイプかを選択してください。"]
[]
[null,"下のボタンを押すことで、タイプに合わせたシートを構成します。"]
[]
[]
[]
[]
[null,"使用水量の算出は、"]
[null,"「同時に使用する末端給水用具を設定して計算する方法」によります。"]
[]
[]
[]
[]
[null,"幹栓の使用水量の算出は、"]
[null,"「戸数または居住人数から同時使用水量を予測する算定式を用いる方法」によります。"]
[]
[]
[null,"現在のシート構成は"]
[]
[null,"戸建タイプ"]
[]
[null,"です。"]

{"sheet":"目次-同時使用","index":2,"n_rows":47,"n_cols":3,"rows_kept":47,"cut":false,"hidden":false,"merged":[]}
[]
[null,"＜目次＞"]
[]
[null,"―入力項目―"]
[]
[null,null,"水理計算書の表紙"]
[null,null,"表紙の設定をします。"]
[]
[null,null,"基本情報の入力"]
[null,null,"「名称」「工事場所」など、基本情報を入力します。"]
[]
[null,null,"末端給水用具数"]
[null,null,"末端給水用具数を入力します。"]
[]
[null,null,"同時使用給水用具"]
[null,null,"同時に使用する給水用具を設定します。"]
[]
[null,null,"配水管の水圧"]
[null,null,"配水管の水圧を設定します。"]
[]
[null,null,"給水用具の所要水頭"]
[null,null,"給水用具の所要水頭（必要圧力）を設定します。"]
[]
[null,null,"安全率"]
[null,null,"安全率の設定をします。"]
[]
[null,null,"量水器の適正使用範囲"]
[null,null,"結果の判定における、量水器の適正使用範囲の設定をします。"]
[]
[null,null,"流速"]
[null,null,"結果の判定における、流速の設定をします。"]
[]
[null,null,"区間計算を行います。"]
[]
[null,"―設定項目―"]
[]
[null,null,"「同時使用率を考慮した末端給水用具数」の設定。"]
[]
[null,null,"給水用具の用途別使用水量の設定。"]
[]
[null,null,"水頭計算に用いる計算式の設定。"]
[]
[null,null,"入力に使用する口径に対して、実際に計算に用いる内径値の設定。"]
[]
[null,null,"量水器適正使用範囲の設定。"]
[]
[null,null,"直管換算長の設定。"]

{"sheet":"入力1","index":3,"n_rows":20,"n_cols":2,"rows_kept":20,"cut":false,"hidden":false,"merged":[]}
[]
[null,"＜入力1＞水理計算書の表紙"]
[]
[null,"●水理計算書の表紙を作成しますか？"]
[]
[null,"＜作成する場合＞"]
[null,"下のリストから「作成する」を選択して、シート「入力2」へ進んでください。"]
[]
[null,"＜作成しない場合＞"]
[null,"下のリストから「作成しない」を選択して、シート「入力5」へ進んでください。"]
[]
[null,"水理計算書の表紙"]
[null,"作成する"]
[null,{"$f":"IF($B$13<>\"\",\"\",\"※空白は「作成する」として処理します。\")","v":""}]
[]
[null,"表紙を作成する場合"]
[]
[]
[]
[null,"表紙を作成しない場合"]

{"sheet":"入力2","index":4,"n_rows":23,"n_cols":6,"rows_kept":23,"cut":false,"hidden":false,"merged":[[10,3,10,9],[14,3,14,9],[18,3,18,9],[22,3,22,9]]}
[]
[null,"＜入力2＞基本情報の入力"]
[null,{"$f":"IF(入力1!$B$13=\"作成しない\",\"※表紙を作成しないため、このシートに入力する必要はありません。\",\"\")","v":""}]
[null,"●「名称」「工事場所」「用途」「給水方式」を入力してください。"]
[]
[null,"入力内容は水理計算書の表紙に記載されます。"]
[null,"記載しない項目は、リストから「記載しない」を選択してください。"]
[]
[null,"■名　　称",null,"記載する",null,{"$f":"IF(D9<>\"\",\"\",\"※空白は「記載する」として処理します。\")","v":""}]
[]
[null,null,null,"（仮称）ABC店舗新築工事"]
[]
[null,"■工事場所",null,"記載する",null,{"$f":"IF(D13<>\"\",\"\",\"※空白は「記載する」として処理します。\")","v":""}]
[]
[null,null,null,"東京都○○区○○1-2-3"]
[]
[null,"■用　　途",null,"記載する",null,{"$f":"IF(D17<>\"\",\"\",\"※空白は「記載する」として処理します。\")","v":""}]
[]
[null,null,null,"物販店舗"]
[]
[null,"■給水方式",null,"記載する",null,{"$f":"IF(D21<>\"\",\"\",\"※空白は「記載する」として処理します。\")","v":""}]
[]
[null,null,null,"３階直結直圧式"]

{"sheet":"入力3","index":5,"n_rows":12,"n_cols":4,"rows_kept":12,"cut":false,"hidden":false,"merged":[]}
[]
[null,"＜入力3＞末端給水用具数"]
[null,{"$f":"IF(入力1!$B$13=\"作成しない\",\"※表紙を作成しないため、このシートに入力する必要はありません。\",\"\")","v":""}]
[null,"●末端給水用具の総数を入力してください。"]
[]
[null,"入力できる数値は「1～30」です。"]
[null,"リストからも選択できます。"]
[null,"入力内容は水理計算書の表紙に記載されます。"]
[]
[null,"■末端給水用具の総数",10,"栓"]
[null,null,{"$f":"IF(AND(入力1!$B$13<>\"作成しない\",$C$10=\"\"),\"※空白ですと正常に計算できません。\",\"\")","v":""}]
[null,"■同時使用末端給水用具数",{"$f":"IF(C10=\"\",\"\",VLOOKUP(C10,同時使用!$B$4:$C$33,2,FALSE))","v":3},"栓"]

{"sheet":"入力4","index":6,"n_rows":64,"n_cols":9,"rows_kept":64,"cut":false,"hidden":false,"merged":[[10,3,10,4],[10,5,10,6],[21,1,21,2]]}
[]
[null,"＜入力4＞同時使用給水用具"]
[null,{"$f":"IF(入力1!$B$13=\"作成しない\",\"※表紙を作成しないため、このシートに入力する必要はありません。\",\"\")","v":""}]
[null,"●同時に使用する給水用具をリストから選択してください。"]
[]
[null,"入力内容は水理計算書の表紙に記載されます。"]
[null,"リストに無い給水用具はあらかじめ「使用水量」シートで登録してください。"]
[]
[]
[null,null,null,null,null,null,null,null,"↓非表示にする"]
[null,"No","同時使用給水用具","使用水量（L/min）",null,"使用水量（L/sec）",null,null,"同時使用末端給水用具数"]
[null,1,"台所流し",{"$f":"IF(C12=\"\",\"\",VLOOKUP(C12,使用水量!$C$4:$G$53,5,FALSE))","v":12},"L/min",{"$f":"IF(C12=\"\",\"\",VLOOKUP(C12,使用水量!$C$4:$G$53,4,FALSE))","v":0.2},"L/sec",null,{"$f":"入力3!C12","v":3}]
[null,2,"洗たく流し",{"$f":"IF(C13=\"\",\"\",VLOOKUP(C13,使用水量!$C$4:$G$53,5,FALSE))","v":12},"L/min",{"$f":"IF(C13=\"\",\"\",VLOOKUP(C13,使用水量!$C$4:$G$53,4,FALSE))","v":0.2},"L/sec"]
[null,3,"洗面器",{"$f":"IF(C14=\"\",\"\",VLOOKUP(C14,使用水量!$C$4:$G$53,5,FALSE))","v":8},"L/min",{"$f":"IF(C14=\"\",\"\",VLOOKUP(C14,使用水量!$C$4:$G$53,4,FALSE))","v":0.13},"L/sec",null,"同時使用給水用具リスト"]
[null,4,null,{"$f":"IF(C15=\"\",\"\",VLOOKUP(C15,使用水量!$C$4:$G$53,5,FALSE))","v":""},"L/min",{"$f":"IF(C15=\"\",\"\",VLOOKUP(C15,使用水量!$C$4:$G$53,4,FALSE))","v":""},"L/sec",null,{"$f":"IF(使用水量!C4=\"\",\"\",使用水量!C4)","v":"台所流し"}]
[null,5,null,{"$f":"IF(C16=\"\",\"\",VLOOKUP(C16,使用水量!$C$4:$G$53,5,FALSE))","v":""},"L/min",{"$f":"IF(C16=\"\",\"\",VLOOKUP(C16,使用水量!$C$4:$G$53,4,FALSE))","v":""},"L/sec",null,{"$f":"IF(使用水量!C5=\"\",\"\",使用水量!C5)","v":"洗たく流し"}]
[null,6,null,{"$f":"IF(C17=\"\",\"\",VLOOKUP(C17,使用水量!$C$4:$G$53,5,FALSE))","v":""},"L/min",{"$f":"IF(C17=\"\",\"\",VLOOKUP(C17,使用水量!$C$4:$G$53,4,FALSE))","v":""},"L/sec",null,{"$f":"IF(使用水量!C6=\"\",\"\",使用水量!C6)","v":"洗面器"}]
[null,7,null,{"$f":"IF(C18=\"\",\"\",VLOOKUP(C18,使用水量!$C$4:$G$53,5,FALSE))","v":""},"L/min",{"$f":"IF(C18=\"\",\"\",VLOOKUP(C18,使用水量!$C$4:$G$53,4,FALSE))","v":""},"L/sec",null,{"$f":"IF(使用水量!C7=\"\",\"\",使用水量!C7)","v":"浴槽（和式）"}]
[null,8,null,{"$f":"IF(C19=\"\",\"\",VLOOKUP(C19,使用水量!$C$4:$G$53,5,FALSE))","v":""},"L/min",{"$f":"IF(C19=\"\",\"\",VLOOKUP(C19,使用水量!$C$4:$G$53,4,FALSE))","v":""},"L/sec",null,{"$f":"IF(使用水量!C8=\"\",\"\",使用水量!C8)","v":"浴槽（洋式）"}]
[null,9,null,{"$f":"IF(C20=\"\",\"\",VLOOKUP(C20,使用水量!$C$4:$G$53,5,FALSE))","v":""},"L/min",{"$f":"IF(C20=\"\",\"\",VLOOKUP(C20,使用水量!$C$4:$G$53,4,FALSE))","v":""},"L/sec",null,{"$f":"IF(使用水量!C9=\"\",\"\",使用水量!C9)","v":"シャワー"}]
[null,10,null,{"$f":"IF(C21=\"\",\"\",VLOOKUP(C21,使用水量!$C$4:$G$53,5,FALSE))","v":""},"L/min",{"$f":"IF(C21=\"\",\"\",VLOOKUP(C21,使用水量!$C$4:$G$53,4,FALSE))","v":""},"L/sec",null,{"$f":"IF(使用水量!C10=\"\",\"\",使用水量!C10)","v":"小便器（洗浄水槽）"}]
[null,"合計",null,{"$f":"IF(I12=\"\",\"\",SUM(OFFSET(D12,0,0,I12,1)))","v":32},"L/min",{"$f":"IF(I12=\"\",\"\",SUM(OFFSET(F12,0,0,I12,1)))","v":0.53},"L/sec",null,{"$f":"IF(使用水量!C11=\"\",\"\",使用水量!C11)","v":"小便器（洗浄弁）"}]
[null,null,null,null,null,null,null,null,{"$f":"IF(使用水量!C12=\"\",\"\",使用水量!C12)","v":"大便器（洗浄水槽）"}]
[null,null,null,null,null,null,null,null,{"$f":"IF(使用水量!C13=\"\",\"\",使用水量!C13)","v":"大便器（洗浄弁）"}]
[null,null,null,null,null,null,null,null,{"$f":"IF(使用水量!C14=\"\",\"\",使用水量!C14)","v":"手洗器"}]
[null,null,null,null,null,null,null,null,{"$f":"IF(使用水量!C15=\"\",\"\",使用水量!C15)","v":"消火栓（小型）"}]
[null,null,null,null,null,null,null,null,{"$f":"IF(使用水量!C16=\"\",\"\",使用水量!C16)","v":"散水"}]
[null,null,null,null,null,null,null,null,{"$f":"IF(使用水量!C17=\"\",\"\",使用水量!C17)","v":"洗車"}]
[null,null,null,null,null,null,null,null,{"$f":"IF(使用水量!C18=\"\",\"\",使用水量!C18)","v":""}]
[null,null,null,null,null,null,null,null,{"$f":"IF(使用水量!C19=\"\",\"\",使用水量!C19)","v":""}]
[null,null,null,null,null,null,null,null,{"$f":"IF(使用水量!C20=\"\",\"\",使用水量!C20)","v":""}]
[null,null,null,null,null,null,null,null,{"$f":"IF(使用水量!C21=\"\",\"\",使用水量!C21)","v":""}]
[null,null,null,null,null,null,null,null,{"$f":"IF(使用水量!C22=\"\",\"\",使用水量!C22)","v":""}]
[null,null,null,null,null,null,null,null,{"$f":"IF(使用水量!C23=\"\",\"\",使用水量!C23)","v":""}]
[null,null,null,null,null,null,null,null,{"$f":"IF(使用水量!C24=\"\",\"\",使用水量!C24)","v":""}]
[null,null,null,null,null,null,null,null,{"$f":"IF(使用水量!C25=\"\",\"\",使用水量!C25)","v":""}]
[null,null,null,null,null,null,null,null,{"$f":"IF(使用水量!C26=\"\",\"\",使用水量!C26)","v":""}]
[null,null,null,null,null,null,null,null,{"$f":"IF(使用水量!C27=\"\",\"\",使用水量!C27)","v":""}]
[null,null,null,null,null,null,null,null,{"$f":"IF(使用水量!C28=\"\",\"\",使用水量!C28)","v":""}]
[null,null,null,null,null,null,null,null,{"$f":"IF(使用水量!C29=\"\",\"\",使用水量!C29)","v":""}]
[null,null,null,null,null,null,null,null,{"$f":"IF(使用水量!C30=\"\",\"\",使用水量!C30)","v":""}]
[null,null,null,null,null,null,null,null,{"$f":"IF(使用水量!C31=\"\",\"\",使用水量!C31)","v":""}]
[null,null,null,null,null,null,null,null,{"$f":"IF(使用水量!C32=\"\",\"\",使用水量!C32)","v":""}]
[null,null,null,null,null,null,null,null,{"$f":"IF(使用水量!C33=\"\",\"\",使用水量!C33)","v":""}]
[null,null,null,null,null,null,null,null,{"$f":"IF(使用水量!C34=\"\",\"\",使用水量!C34)","v":""}]
[null,null,null,null,null,null,null,null,{"$f":"IF(使用水量!C35=\"\",\"\",使用水量!C35)","v":""}]
[null,null,null,null,null,null,null,null,{"$f":"IF(使用水量!C36=\"\",\"\",使用水量!C36)","v":""}]
[null,null,null,null,null,null,null,null,{"$f":"IF(使用水量!C37=\"\",\"\",使用水量!C37)","v":""}]
[null,null,null,null,null,null,null,null,{"$f":"IF(使用水量!C38=\"\",\"\",使用水量!C38)","v":""}]
[null,null,null,null,null,null,null,null,{"$f":"IF(使用水量!C39=\"\",\"\",使用水量!C39)","v":""}]
[null,null,null,null,null,null,null,null,{"$f":"IF(使用水量!C40=\"\",\"\",使用水量!C40)","v":""}]
[null,null,null,null,null,null,null,null,{"$f":"IF(使用水量!C41=\"\",\"\",使用水量!C41)","v":""}]
[null,null,null,null,null,null,null,null,{"$f":"IF(使用水量!C42=\"\",\"\",使用水量!C42)","v":""}]
[null,null,null,null,null,null,null,null,{"$f":"IF(使用水量!C43=\"\",\"\",使用水量!C43)","v":""}]
[null,null,null,null,null,null,null,null,{"$f":"IF(使用水量!C44=\"\",\"\",使用水量!C44)","v":""}]
[null,null,null,null,null,null,null,null,{"$f":"IF(使用水量!C45=\"\",\"\",使用水量!C45)","v":""}]
[null,null,null,null,null,null,null,null,{"$f":"IF(使用水量!C46=\"\",\"\",使用水量!C46)","v":""}]
[null,null,null,null,null,null,null,null,{"$f":"IF(使用水量!C47=\"\",\"\",使用水量!C47)","v":""}]
[null,null,null,null,null,null,null,null,{"$f":"IF(使用水量!C48=\"\",\"\",使用水量!C48)","v":""}]
[null,null,null,null,null,null,null,null,{"$f":"IF(使用水量!C49=\"\",\"\",使用水量!C49)","v":""}]
[null,null,null,null,null,null,null,null,{"$f":"IF(使用水量!C50=\"\",\"\",使用水量!C50)","v":""}]
[null,null,null,null,null,null,null,null,{"$f":"IF(使用水量!C51=\"\",\"\",使用水量!C51)","v":""}]
[null,null,null,null,null,null,null,null,{"$f":"IF(使用水量!C52=\"\",\"\",使用水量!C52)","v":""}]
[null,null,null,null,null,null,null,null,{"$f":"IF(使用水量!C53=\"\",\"\",使用水量!C53)","v":""}]

{"sheet":"入力5","index":7,"n_rows":16,"n_cols":5,"rows_kept":16,"cut":false,"hidden":false,"merged":[[13,1,13,2],[13,3,13,4]]}
[]
[null,"＜入力5＞配水管の水圧"]
[]
[null,"●配水管の最小動水圧（設計水圧）の設定を行います。"]
[]
[null,"給水装置の所要水頭と比較する時の単位をリストから選択し、その数値を入力してください。"]
[]
[null,"比較の単位","数値","単位"]
[null,"圧力（MPa）",0.14699999999999999,{"$f":"IF(B9=\"水頭（m）\",\"m\",\"MPa\")","v":"MPa"}]
[null,{"$f":"IF($B$9<>\"\",\"\",\"※空白は「圧力（MPa）」として処理します。\")","v":""}]
[]
[null,"■単位の変換には、下の変換式をご利用ください。"]
[]
[null,"変換前",null,"変換後"]
[null,"数値","単位","数値","単位"]
[null,15,"水頭（m）",{"$f":"IF(OR(B16=\"\",C16=\"\"),\"\",IF(C16=\"圧力（MPa）\",ROUND(B16/0.00980665,2),ROUND(B16*0.00980665,3)))","v":0.14699999999999999},{"$f":"IF(C16=\"\",\"\",IF(C16=\"圧力（MPa）\",\"m\",\"MPa\"))","v":"MPa"}]

{"sheet":"入力6","index":8,"n_rows":36,"n_cols":5,"rows_kept":36,"cut":false,"hidden":false,"merged":[[33,1,33,2],[33,3,33,4]]}
[]
[null,"＜入力6＞給水用具の所要水頭"]
[]
[null,"●給水用具の所要水頭（必要圧力）を考慮しますか？"]
[]
[null,"＜考慮しない場合＞"]
[null,"下表の「方法」欄のリストから「考慮しない」を選択してください。"]
[null,"「数値」欄には何も入力しません。（入力してあっても問題ありません。）"]
[]
[null,"＜区間計算の際に考慮する場合＞"]
[null,"この方法は、区間計算の区間データに給水用具の所要水頭（必要圧力）を含めて"]
[null,"累計所要水頭を算出します。"]
[]
[null,"下表の「方法」欄のリストから「区間計算に含める」を選択してください。"]
[null,"「数値」欄には何も入力しません。（入力してあっても問題ありません。）"]
[]
[null,"この場合、シート「入力区間」で区間データを入力する際に、「他損失水頭等」の項目に"]
[null,"給水用具の所要水頭（必要圧力）を入力してください。"]
[]
[null,"＜区間計算後に考慮する場合＞"]
[null,"この方法は、区間計算で算出した所要水頭に給水用具の所要水頭（必要圧力）を足し、"]
[null,"それを配水管の最小動水圧（設計水圧）と比較する方法です。"]
[]
[null,"下表の「方法」欄のリストから「区間計算後に比較」を選択してください。"]
[null,"「数値」欄には、給水用具の所要水頭（必要圧力）を入力してください。"]
[null,"※数値の単位は、「入力5 配水管の水圧」で選択した単位となります。"]
[]
[null,"方法","数値","単位"]
[null,"区間計算後に比較",0.03,{"$f":"IF(B29<>\"区間計算後に比較\",\"\",入力5!D9)","v":"MPa"}]
[null,{"$f":"IF(B29<>\"\",\"\",\"※空白は「考慮しない」として処理します。\")","v":""}]
[]
[null,"■単位の変換には、下の変換式をご利用ください。"]
[]
[null,"変換前",null,"変換後"]
[null,"数値","単位","MPa","m"]
[null,15,"m",{"$f":"IF(OR($B$36=\"\",$C$36=\"\"),\"\",IF($C$36=\"MPa\",$B$36,IF($C$36=\"kPa\",ROUND($B$36/1000,3),IF($C$36=\"kgf/cm2\",ROUND($B$36*0.0980665,3),ROUND($B$36*0.00980665,3)))))","v":0.14699999999999999},{"$f":"IF(OR($B$36=\"\",$C$36=\"\"),\"\",IF($C$36=\"MPa\",ROUND($B$36/0.00980665,2),IF($C$36=\"kPa\",ROUND($B$36/9.80665,2),IF($C$36=\"kgf/cm2\",ROUND($B$36*10,2),$B$36))))","v":15}]

{"sheet":"入力7","index":9,"n_rows":17,"n_cols":4,"rows_kept":17,"cut":false,"hidden":false,"merged":[]}
[]
[null,"＜入力7＞安全率"]
[]
[null,"●安全率を設定しますか？"]
[]
[null,"＜設定しない場合＞"]
[null,"下表の「安全率の設定」欄のリストから「設定しない」を選択してください。"]
[null,"「数値」欄には何も入力しません。（入力してあっても問題ありません。）"]
[]
[null,"＜設定する場合＞"]
[null,"下表の「安全率の設定」欄のリストから「設定する」を選択してください。"]
[null,"「数値」欄には、安全率を入力してください。"]
[]
[null,"安全率の設定","数値","単位"]
[null,"設定する",10,"％"]
[null,{"$f":"IF($B$15<>\"\",\"\",\"※空白は「設定しない」として処理します。\")","v":""}]
[null,{"$f":"IF(OR($B$15<>\"設定する\",$C$15=\"\"),\"\",\"損失水頭を\")","v":"損失水頭を"},{"$f":"IF(OR($B$15<>\"設定する\",$C$15=\"\"),\"\",$C$15/100+1)","v":1.1000000000000001},{"$f":"IF(OR($B$15<>\"設定する\",$C$15=\"\"),\"\",\"倍します。\")","v":"倍します。"}]

{"sheet":"入力8","index":10,"n_rows":48,"n_cols":11,"rows_kept":48,"cut":false,"hidden":false,"merged":[[20,1,20,2],[21,1,21,2],[24,1,24,8],[25,1,25,2],[25,4,25,5],[25,7,25,8]]}
[]
[null,"＜入力8＞量水器の適正使用範囲"]
[]
[null,"●量水器の適正使用範囲と同時使用水量との比較を記載しますか？"]
[]
[null,"＜記載しない場合＞"]
[null,"下表の「量水器の比較」欄のリストから「記載しない」を選択してください。"]
[null,"「単位」欄、「量水器口径」欄には何も入力しません。（入力してあっても問題ありません。）"]
[]
[null,"＜記載する場合＞"]
[null,"下表の「量水器の比較」欄のリストから「上限と下限を比較」または「上限のみ比較」を"]
[null,"選択してください。"]
[null,"「単位」欄のリストから、水量の単位を選択してください。"]
[null,"「量水器口径」欄のリストから、量水器の口径を選択してください。"]
[]
[null,"「比較結果」で、量水器口径が適当かどうかを確認してください。"]
[]
[null,"※「入力1 水理計算書の表紙」で、「表紙を作成しない」を選択した場合、「比較結果」の"]
[null,"「同時使用水量」欄に同時使用水量を入力してください。"]
[]
[null,"量水器の比較",null,"単位","量水器\n口径",null,null,null,null,null,"↓非表示にする"]
[null,"上限と下限を比較",null,"L/sec",25,null,null,null,null,null,"水理計算書の表紙"]
[null,{"$f":"IF($B$22<>\"\",\"\",\"※空白は「記載しない」として処理します。\")","v":""},null,null,null,null,null,null,null,null,{"$f":"IF(入力1!B13=\"作成しない\",入力1!B13,\"作成する\")","v":"作成する"}]
[]
[null,"比較結果",null,null,null,null,null,null,null,null,"量水器口径リスト"]
[null,"流量下限",null,"比較","同時使用水量",null,"比較","流量上限",null,null,{"$f":"IF(量水器!B5=\"\",\"\",量水器!B5)","v":13}]
[null,{"$f":"IF(OR($B$22<>\"上限と下限を比較\",$D$22=\"\",$E$22=\"\"),\"\",IF($D$22=\"L/sec\",VLOOKUP($E$22,量水器!$B$5:$J$27,6,FALSE),VLOOKUP($E$22,量水器!$B$5:$J$27,8,FALSE)))","v":0.06},{"$f":"IF(OR($B$22<>\"上限と下限を比較\",$D$22=\"\"),\"\",IF($D$22=\"L/sec\",\"L/sec\",\"L/min\"))","v":"L/sec"},{"$f":"IF(OR($B$22<>\"上限と下限を比較\",$D$22=\"\",$E$22=\"\"),\"\",IF(B27<E27,\"<\",IF(B27>E27,\">\",\"=\")))","v":"<"},{"$f":"IF(OR($B$22=\"記載しない\",$B$22=\"\",入力4!$C$12=\"\",$D$22=\"\",$K$23=\"作成しない\"),\"\",IF($D$22=\"L/sec\",入力4!$F$22,入力4!$D$22))","v":0.53},{"$f":"IF(OR($B$22=\"記載しない\",$B$22=\"\",$D$22=\"\"),\"\",IF($D$22=\"L/sec\",\"L/sec\",\"L/min\"))","v":"L/sec"},{"$f":"IF(OR($B$22=\"記載しない\",$B$22=\"\",$D$22=\"\",$E$22=\"\"),\"\",IF(E27<H27,\"<\",IF(E27>H27,\">\",\"=\")))","v":"<"},{"$f":"IF(OR($B$22=\"記載しない\",$B$22=\"\",$D$22=\"\",$E$22=\"\"),\"\",IF($D$22=\"L/sec\",VLOOKUP($E$22,量水器!$B$5:$J$27,7,FALSE),VLOOKUP($E$22,量水器!$B$5:$J$27,9,FALSE)))","v":0.69},{"$f":"IF(OR($B$22=\"記載しない\",$B$22=\"\",$D$22=\"\"),\"\",IF($D$22=\"L/sec\",\"L/sec\",\"L/min\"))","v":"L/sec"},null,{"$f":"IF(量水器!B6=\"\",\"\",量水器!B6)","v":20}]
[null,null,null,null,null,null,null,null,null,null,{"$f":"IF(量水器!B7=\"\",\"\",量水器!B7)","v":25}]
[null,null,null,null,null,null,null,null,null,null,{"$f":"IF(量水器!B8=\"\",\"\",量水器!B8)","v":30}]
[null,"■「比較結果」の「同時使用水量」欄には、「入力4 同時使用給水用具」の合計を参照する",null,null,null,null,null,null,null,null,{"$f":"IF(量水器!B9=\"\",\"\",量水器!B9)","v":40}]
[null,"数式が入力されています。",null,null,null,null,null,null,null,null,{"$f":"IF(量水器!B10=\"\",\"\",量水器!B10)","v":50}]
[null,"「表紙を作成しない」を選択した場合、数値を直接入力するため、数式は上書きされます。",null,null,null,null,null,null,null,null,{"$f":"IF(量水器!B11=\"\",\"\",量水器!B11)","v":75}]
[null,"元の数式に戻したい場合には、下の「リセット」ボタンを押してください。",null,null,null,null,null,null,null,null,{"$f":"IF(量水器!B12=\"\",\"\",量水器!B12)","v":100}]
[null,null,null,null,null,null,null,null,null,null,{"$f":"IF(量水器!B13=\"\",\"\",量水器!B13)","v":150}]
[null,null,null,null,null,null,null,null,null,null,{"$f":"IF(量水器!B14=\"\",\"\",量水器!B14)","v":200}]
[null,null,null,null,null,null,null,null,null,null,{"$f":"IF(量水器!B15=\"\",\"\",量水器!B15)","v":250}]
[null,null,null,null,null,null,null,null,null,null,{"$f":"IF(量水器!B16=\"\",\"\",量水器!B16)","v":300}]
[null,null,null,null,null,null,null,null,null,null,{"$f":"IF(量水器!B17=\"\",\"\",量水器!B17)","v":350}]
[null,null,null,null,null,null,null,null,null,null,{"$f":"IF(量水器!B18=\"\",\"\",量水器!B18)","v":10}]
[null,null,null,null,null,null,null,null,null,null,{"$f":"IF(量水器!B19=\"\",\"\",量水器!B19)","v":16}]
[null,null,null,null,null,null,null,null,null,null,{"$f":"IF(量水器!B20=\"\",\"\",量水器!B20)","v":""}]
[null,null,null,null,null,null,null,null,null,null,{"$f":"IF(量水器!B21=\"\",\"\",量水器!B21)","v":""}]
[null,null,null,null,null,null,null,null,null,null,{"$f":"IF(量水器!B22=\"\",\"\",量水器!B22)","v":""}]
[null,null,null,null,null,null,null,null,null,null,{"$f":"IF(量水器!B23=\"\",\"\",量水器!B23)","v":""}]
[null,null,null,null,null,null,null,null,null,null,{"$f":"IF(量水器!B24=\"\",\"\",量水器!B24)","v":""}]
[null,null,null,null,null,null,null,null,null,null,{"$f":"IF(量水器!B25=\"\",\"\",量水器!B25)","v":""}]
[null,null,null,null,null,null,null,null,null,null,{"$f":"IF(量水器!B26=\"\",\"\",量水器!B26)","v":""}]
[null,null,null,null,null,null,null,null,null,null,{"$f":"IF(量水器!B27=\"\",\"\",量水器!B27)","v":""}]

{"sheet":"入力9","index":11,"n_rows":16,"n_cols":4,"rows_kept":16,"cut":false,"hidden":false,"merged":[]}
[]
[null,"＜入力9＞流速"]
[]
[null,"●流速の比較を記載しますか？"]
[]
[null,"＜記載しない場合＞"]
[null,"下表の「流速の比較」欄のリストから「記載しない」を選択してください。"]
[null,"「数値」欄には何も入力しません。（入力してあっても問題ありません。）"]
[]
[null,"＜記載する場合＞"]
[null,"下表の「流速の比較」欄のリストから「記載する」を選択してください。"]
[null,"「数値」欄には、比較の基準となる流速を入力してください。"]
[]
[null,"流速の比較","数値","単位"]
[null,"記載する",2,"m/sec"]
[null,{"$f":"IF($B$15<>\"\",\"\",\"※空白は「記載しない」として処理します。\")","v":""}]

{"sheet":"入力区間","index":12,"n_rows":64,"n_cols":60,"rows_kept":64,"cut":false,"hidden":false,"merged":[[0,7,0,10],[63,1,63,2],[7,26,7,27],[8,1,8,2],[8,26,8,27],[61,1,61,2],[62,1,62,2]]}
[null,null,null,null,null,null,null,"サンプル用データ入力ボタン"]
[null,"＜入力区間＞"]
[null,null,null,null,null,null,null,"データ1"]
[null,"●区間データを入力してください。",null,null,null,null,null,"5区間分のデータです。"]
[null,null,null,null,null,null,null,"シート「入力1」～「入力9」及び、このシートのセルAA8の設定を色々と変更し、"]
[null,"項目名にマウスカーソルを当てると簡易ヘルプが表示されます。",null,null,null,null,null,"出来上がる水理計算書の違いを確認してみてください。"]
[null,"詳細な解説はWEB上の使用説明書をご確認ください。",null,null,null,null,null,null,null,null,null,null,null,null,null,null,null,null,null,null,null,null,null,null,null,null,{"$f":"IF($AA$8<>\"\",\"\",\"※空白は「この項目を水理計算書に記載しない」として処理します。\")","v":""}]
[null,null,null,null,null,null,null,null,null,null,null,null,null,null,null,null,null,null,null,null,null,null,null,null,null,null,"この項目を水理計算書に記載しない",null,null,null,null,null,null,null,null,null,null,null,null,null,null,null,null,null,null,null,null,null,null,null,"↓非表示にする","↓非表示にする","↓非表示にする","↓非表示にする","↓非表示にする","↓非表示にする","↓非表示にする","↓非表示にする","↓非表示にする","↓非表示にする"]
[null,"累計所要水頭",null,"区間\n所要水頭","流速","区関数","区間名","流量","口径","管延長","立上り",{"$f":"IF(直管換算!C3=\"\",\"\",直管換算!C3)","v":"分水栓"},{"$f":"IF(直管換算!D3=\"\",\"\",直管換算!D3)","v":"量水器"},{"$f":"IF(直管換算!E3=\"\",\"\",直管換算!E3)","v":"水栓"},{"$f":"IF(直管換算!F3=\"\",\"\",直管換算!F3)","v":"ポール\nタップ\n定水位弁"},{"$f":"IF(直管換算!G3=\"\",\"\",直管換算!G3)","v":"ゲート\nバルブ"},{"$f":"IF(直管換算!H3=\"\",\"\",直管換算!H3)","v":"グローブ\nバルブ"},{"$f":"IF(直管換算!I3=\"\",\"\",直管換算!I3)","v":"ボール\n止水栓"},{"$f":"IF(直管換算!J3=\"\",\"\",直管換算!J3)","v":"逆止弁"},{"$f":"IF(直管換算!K3=\"\",\"\",直管換算!K3)","v":"曲半径小\n90度曲管"},{"$f":"IF(直管換算!L3=\"\",\"\",直管換算!L3)","v":"曲半径小\n45度曲管"},{"$f":"IF(直管換算!M3=\"\",\"\",直管換算!M3)","v":"曲半径大\n90度曲管"},{"$f":"IF(直管換算!N3=\"\",\"\",直管換算!N3)","v":"曲半径大\n45度曲管"},{"$f":"IF(直管換算!O3=\"\",\"\",直管換算!O3)","v":"架橋ポリ\nチーズ\nエルボ"},{"$f":"IF(直管換算!P3=\"\",\"\",直管換算!P3)","v":""},{"$f":"IF(直管換算!Q3=\"\",\"\",直管換算!Q3)","v":""},"他損失水頭等",null,"計算内径","計算式","動水勾配","損失水頭","安全率\n込み\n損失水頭",{"$f":"IF(直管換算!C3=\"\",\"\",直管換算!C3)","v":"分水栓"},{"$f":"IF(直管換算!D3=\"\",\"\",直管換算!D3)","v":"量水器"},{"$f":"IF(直管換算!E3=\"\",\"\",直管換算!E3)","v":"水栓"},{"$f":"IF(直管換算!F3=\"\",\"\",直管換算!F3)","v":"ポール\nタップ\n定水位弁"},{"$f":"IF(直管換算!G3=\"\",\"\",直管換算!G3)","v":"ゲート\nバルブ"},{"$f":"IF(直管換算!H3=\"\",\"\",直管換算!H3)","v":"グローブ\nバルブ"},{"$f":"IF(直管換算!I3=\"\",\"\",直管換算!I3)","v":"ボール\n止水栓"},{"$f":"IF(直管換算!J3=\"\",\"\",直管換算!J3)","v":"逆止弁"},{"$f":"IF(直管換算!K3=\"\",\"\",直管換算!K3)","v":"曲半径小\n90度曲管"},{"$f":"IF(直管換算!L3=\"\",\"\",直管換算!L3)","v":"曲半径小\n45度曲管"},{"$f":"IF(直管換算!M3=\"\",\"\",直管換算!M3)","v":"曲半径大\n90度曲管"},{"$f":"IF(直管換算!N3=\"\",\"\",直管換算!N3)","v":"曲半径大\n45度曲管"},{"$f":"IF(直管換算!O3=\"\",\"\",直管換算!O3)","v":"架橋ポリ\nチーズ\nエルボ"},{"$f":"IF(直管換算!P3=\"\",\"\",直管換算!P3)","v":""},{"$f":"IF(直管換算!Q3=\"\",\"\",直管換算!Q3)","v":""},"直管\n換算長計",null,"区関数\n確認","W流速","W動水勾配","H流速","H動水勾配","口径リスト","流速の比較","配水管\nの水圧","給水用具の所要水頭","サンプルデータ番号"]
[null,"MPa","m","m","m/sec",{"$f":"AY10","v":5},null,"L/sec","mm","m","m","個","個","個","個","個","個","個","個","個","個","個","個","個","個","個","m","備考","mm","W/H","‰","m",{"$f":"IF(入力7!$B$15=\"設定する\",入力7!$C$17,1)","v":1.1000000000000001},"m","m","m","m","m","m","m","m","m","m","m","m","m","m","m","m",null,{"$f":"MATCH(\"空\",AY11:AY61,0)-1","v":5},"m/sec","0/00","m/sec","0/00",{"$f":"IF(内径設定!B4=\"\",\"\",内径設定!B4)","v":13},{"$f":"IF(OR(入力9!$B$15=\"\",入力9!$B$15=\"記載しない\"),\"記載しない\",\"記載する\")","v":"記載する"},{"$f":"IF(OR(入力5!$B$9=\"\",入力5!$B$9=\"圧力（MPa）\"),\"MPa\",\"m\")","v":"MPa"},{"$f":"IF(入力6!$B$29=\"\",\"考慮しない\",入力6!$B$29)","v":"区間計算後に比較"},1]
[null,{"$f":"IF(C11=\"\",\"\",ROUND(C11*0.00980665,3))","v":2.7E-2},{"$f":"IF(OR(H11=\"\",I11=\"\"),\"\",D11)","v":2.71},{"$f":"IF(OR(H11=\"\",I11=\"\"),\"\",IF($AA$8=\"この項目を水理計算書に記載する\",AG11+ROUND(K11,2)+ROUND(AA11,2),AG11+ROUND(K11,2)))","v":2.71},{"$f":"IF(OR(H11=\"\",I11=\"\"),\"\",IF(AD11=\"W\",ROUND(AZ11,2),ROUND(BB11,2)))","v":1.51},1,"A-B",0.2,13,1.8,1.5,null,null,1,null,null,null,null,null,null,null,null,null,null,null,null,3,"給水栓の所要水頭",{"$f":"IF(I11=\"\",\"\",VLOOKUP(I11,内径設定!$B$4:$C$26,2,FALSE))","v":13},{"$f":"IF(AC11=\"\",\"\",IF(OR(AND(AC11>計算公式!$B$9,計算公式!$D$9=\"超\"),AND(AC11>=計算公式!$B$9,計算公式!$D$9=\"以上\")),\"H\",\"W\"))","v":"W"},{"$f":"IF(OR(H11=\"\",I11=\"\"),\"\",IF(AD11=\"W\",ROUNDUP(BA11,0),ROUNDUP(BC11,0)))","v":229},{"$f":"IF(OR(H11=\"\",I11=\"\"),\"\",(J11+AW11)*AE11/1000)","v":1.0992},{"$f":"IF(OR(H11=\"\",I11=\"\"),\"\",ROUND(AF11*$AG$10,2))","v":1.21},{"$f":"IF(OR(I11=\"\",L11=\"\"),\"\",ROUND(VLOOKUP(I11,直管換算!$B$4:$Q$26,2,FALSE)*L11,2))","v":""},{"$f":"IF(OR(I11=\"\",M11=\"\"),\"\",ROUND(VLOOKUP(I11,直管換算!$B$4:$Q$26,3,FALSE)*M11,2))","v":""},{"$f":"IF(OR(I11=\"\",N11=\"\"),\"\",ROUND(VLOOKUP(I11,直管換算!$B$4:$Q$26,4,FALSE)*N11,2))","v":3},{"$f":"IF(OR(I11=\"\",O11=\"\"),\"\",ROUND(VLOOKUP(I11,直管換算!$B$4:$Q$26,5,FALSE)*O11,2))","v":""},{"$f":"IF(OR(I11=\"\",P11=\"\"),\"\",ROUND(VLOOKUP(I11,直管換算!$B$4:$Q$26,6,FALSE)*P11,2))","v":""},{"$f":"IF(OR(I11=\"\",Q11=\"\"),\"\",ROUND(VLOOKUP(I11,直管換算!$B$4:$Q$26,7,FALSE)*Q11,2))","v":""},{"$f":"IF(OR(I11=\"\",R11=\"\"),\"\",ROUND(VLOOKUP(I11,直管換算!$B$4:$Q$26,8,FALSE)*R11,2))","v":""},{"$f":"IF(OR(I11=\"\",S11=\"\"),\"\",ROUND(VLOOKUP(I11,直管換算!$B$4:$Q$26,9,FALSE)*S11,2))","v":""},{"$f":"IF(OR(I11=\"\",T11=\"\"),\"\",ROUND(VLOOKUP(I11,直管換算!$B$4:$Q$26,10,FALSE)*T11,2))","v":""},{"$f":"IF(OR(I11=\"\",U11=\"\"),\"\",ROUND(VLOOKUP(I11,直管換算!$B$4:$Q$26,11,FALSE)*U11,2))","v":""},{"$f":"IF(OR(I11=\"\",V11=\"\"),\"\",ROUND(VLOOKUP(I11,直管換算!$B$4:$Q$26,12,FALSE)*V11,2))","v":""},{"$f":"IF(OR(I11=\"\",W11=\"\"),\"\",ROUND(VLOOKUP(I11,直管換算!$B$4:$Q$26,13,FALSE)*W11,2))","v":""},{"$f":"IF(OR(I11=\"\",X11=\"\"),\"\",ROUND(VLOOKUP(I11,直管換算!$B$4:$Q$26,14,FALSE)*X11,2))","v":""},{"$f":"IF(OR(I11=\"\",Y11=\"\"),\"\",ROUND(VLOOKUP(I11,直管換算!$B$4:$Q$26,15,FALSE)*Y11,2))","v":""},{"$f":"IF(OR(I11=\"\",Z11=\"\"),\"\",ROUND(VLOOKUP(I11,直管換算!$B$4:$Q$26,16,FALSE)*Z11,2))","v":""},{"$f":"IF(I11=\"\",\"\",SUM(AH11:AV11))","v":3},null,{"$f":"IF(B11=\"\",\"空\",F11)","v":1},{"$f":"IF(OR(H11=\"\",I11=\"\"),\"\",(4*H11/1000)/(PI()*POWER(AC11/1000,2)))","v":1.5067923606333291},{"$f":"IF(OR(H11=\"\",I11=\"\"),\"\",(0.0126+(0.01739-0.1087*AC11/1000)/SQRT(AZ11))/(AC11/1000)*POWER(AZ11,2)/(2*9.8)*1000)","v":228.25103272044316},{"$f":"IF(OR(H11=\"\",I11=\"\"),\"\",0.35464*計算公式!$B$14*POWER(AC11/1000,0.63)*POWER(BC11/1000,0.54))","v":1.5253644511213968},{"$f":"IF(OR(H11=\"\",I11=\"\"),\"\",10.666*POWER(計算公式!$B$14,-1.85)*POWER(AC11/1000,-4.87)*POWER(H11/1000,1.85)*1000)","v":467.73831369927882},{"$f":"IF(内径設定!B5=\"\",\"\",内径設定!B5)","v":20},"数値","数値","数値"]
[null,2.8000000000000001E-2,{"$f":"IF(OR(H12=\"\",I12=\"\",C11=\"\"),\"\",C11+D12)","v":2.84},0.13,0.64,2,"B-C",0.2,20,3.5,0,null,null,null,null,null,null,null,null,null,null,null,null,null,null,null,null,null,{"$f":"IF(I12=\"\",\"\",VLOOKUP(I12,内径設定!$B$4:$C$26,2,FALSE))","v":20},{"$f":"IF(AC12=\"\",\"\",IF(OR(AND(AC12>計算公式!$B$9,計算公式!$D$9=\"超\"),AND(AC12>=計算公式!$B$9,計算公式!$D$9=\"以上\")),\"H\",\"W\"))","v":"W"},33,0.11550000000000001,0.13,{"$f":"IF(OR(I12=\"\",L12=\"\"),\"\",ROUND(VLOOKUP(I12,直管換算!$B$4:$Q$26,2,FALSE)*L12,2))","v":""},{"$f":"IF(OR(I12=\"\",M12=\"\"),\"\",ROUND(VLOOKUP(I12,直管換算!$B$4:$Q$26,3,FALSE)*M12,2))","v":""},{"$f":"IF(OR(I12=\"\",N12=\"\"),\"\",ROUND(VLOOKUP(I12,直管換算!$B$4:$Q$26,4,FALSE)*N12,2))","v":""},{"$f":"IF(OR(I12=\"\",O12=\"\"),\"\",ROUND(VLOOKUP(I12,直管換算!$B$4:$Q$26,5,FALSE)*O12,2))","v":""},{"$f":"IF(OR(I12=\"\",P12=\"\"),\"\",ROUND(VLOOKUP(I12,直管換算!$B$4:$Q$26,6,FALSE)*P12,2))","v":""},{"$f":"IF(OR(I12=\"\",Q12=\"\"),\"\",ROUND(VLOOKUP(I12,直管換算!$B$4:$Q$26,7,FALSE)*Q12,2))","v":""},{"$f":"IF(OR(I12=\"\",R12=\"\"),\"\",ROUND(VLOOKUP(I12,直管換算!$B$4:$Q$26,8,FALSE)*R12,2))","v":""},{"$f":"IF(OR(I12=\"\",S12=\"\"),\"\",ROUND(VLOOKUP(I12,直管換算!$B$4:$Q$26,9,FALSE)*S12,2))","v":""},{"$f":"IF(OR(I12=\"\",T12=\"\"),\"\",ROUND(VLOOKUP(I12,直管換算!$B$4:$Q$26,10,FALSE)*T12,2))","v":""},{"$f":"IF(OR(I12=\"\",U12=\"\"),\"\",ROUND(VLOOKUP(I12,直管換算!$B$4:$Q$26,11,FALSE)*U12,2))","v":""},{"$f":"IF(OR(I12=\"\",V12=\"\"),\"\",ROUND(VLOOKUP(I12,直管換算!$B$4:$Q$26,12,FALSE)*V12,2))","v":""},{"$f":"IF(OR(I12=\"\",W12=\"\"),\"\",ROUND(VLOOKUP(I12,直管換算!$B$4:$Q$26,13,FALSE)*W12,2))","v":""},{"$f":"IF(OR(I12=\"\",X12=\"\"),\"\",ROUND(VLOOKUP(I12,直管換算!$B$4:$Q$26,14,FALSE)*X12,2))","v":""},{"$f":"IF(OR(I12=\"\",Y12=\"\"),\"\",ROUND(VLOOKUP(I12,直管換算!$B$4:$Q$26,15,FALSE)*Y12,2))","v":""},{"$f":"IF(OR(I12=\"\",Z12=\"\"),\"\",ROUND(VLOOKUP(I12,直管換算!$B$4:$Q$26,16,FALSE)*Z12,2))","v":""},0,null,2,0.63661977236758138,32.743726965757929,{"$f":"IF(OR(H12=\"\",I12=\"\"),\"\",0.35464*計算公式!$B$14*POWER(AC12/1000,0.63)*POWER(BC12/1000,0.54))","v":0.64452200802074922},{"$f":"IF(OR(H12=\"\",I12=\"\"),\"\",10.666*POWER(計算公式!$B$14,-1.85)*POWER(AC12/1000,-4.87)*POWER(H12/1000,1.85)*1000)","v":57.397237753003466},{"$f":"IF(内径設定!B6=\"\",\"\",内径設定!B6)","v":25},{"$f":"IF(OR(入力9!$B$15=\"\",入力9!$B$15=\"記載しない\"),\"\",入力9!$C$15)","v":2},{"$f":"入力5!$C$9","v":0.14699999999999999},{"$f":"入力6!$C$29","v":0.03}]
[null,0.108,10.969999999999999,8.129999999999999,1.05,3,"C-D",0.33,20,13,7,null,null,null,null,1,null,null,null,null,null,null,null,null,null,null,null,null,{"$f":"IF(I13=\"\",\"\",VLOOKUP(I13,内径設定!$B$4:$C$26,2,FALSE))","v":20},{"$f":"IF(AC13=\"\",\"\",IF(OR(AND(AC13>計算公式!$B$9,計算公式!$D$9=\"超\"),AND(AC13>=計算公式!$B$9,計算公式!$D$9=\"以上\")),\"H\",\"W\"))","v":"W"},78,1.0257000000000001,1.1299999999999999,{"$f":"IF(OR(I13=\"\",L13=\"\"),\"\",ROUND(VLOOKUP(I13,直管換算!$B$4:$Q$26,2,FALSE)*L13,2))","v":""},{"$f":"IF(OR(I13=\"\",M13=\"\"),\"\",ROUND(VLOOKUP(I13,直管換算!$B$4:$Q$26,3,FALSE)*M13,2))","v":""},{"$f":"IF(OR(I13=\"\",N13=\"\"),\"\",ROUND(VLOOKUP(I13,直管換算!$B$4:$Q$26,4,FALSE)*N13,2))","v":""},{"$f":"IF(OR(I13=\"\",O13=\"\"),\"\",ROUND(VLOOKUP(I13,直管換算!$B$4:$Q$26,5,FALSE)*O13,2))","v":""},{"$f":"IF(OR(I13=\"\",P13=\"\"),\"\",ROUND(VLOOKUP(I13,直管換算!$B$4:$Q$26,6,FALSE)*P13,2))","v":0.15},{"$f":"IF(OR(I13=\"\",Q13=\"\"),\"\",ROUND(VLOOKUP(I13,直管換算!$B$4:$Q$26,7,FALSE)*Q13,2))","v":""},{"$f":"IF(OR(I13=\"\",R13=\"\"),\"\",ROUND(VLOOKUP(I13,直管換算!$B$4:$Q$26,8,FALSE)*R13,2))","v":""},{"$f":"IF(OR(I13=\"\",S13=\"\"),\"\",ROUND(VLOOKUP(I13,直管換算!$B$4:$Q$26,9,FALSE)*S13,2))","v":""},{"$f":"IF(OR(I13=\"\",T13=\"\"),\"\",ROUND(VLOOKUP(I13,直管換算!$B$4:$Q$26,10,FALSE)*T13,2))","v":""},{"$f":"IF(OR(I13=\"\",U13=\"\"),\"\",ROUND(VLOOKUP(I13,直管換算!$B$4:$Q$26,11,FALSE)*U13,2))","v":""},{"$f":"IF(OR(I13=\"\",V13=\"\"),\"\",ROUND(VLOOKUP(I13,直管換算!$B$4:$Q$26,12,FALSE)*V13,2))","v":""},{"$f":"IF(OR(I13=\"\",W13=\"\"),\"\",ROUND(VLOOKUP(I13,直管換算!$B$4:$Q$26,13,FALSE)*W13,2))","v":""},{"$f":"IF(OR(I13=\"\",X13=\"\"),\"\",ROUND(VLOOKUP(I13,直管換算!$B$4:$Q$26,14,FALSE)*X13,2))","v":""},{"$f":"IF(OR(I13=\"\",Y13=\"\"),\"\",ROUND(VLOOKUP(I13,直管換算!$B$4:$Q$26,15,FALSE)*Y13,2))","v":""},{"$f":"IF(OR(I13=\"\",Z13=\"\"),\"\",ROUND(VLOOKUP(I13,直管換算!$B$4:$Q$26,16,FALSE)*Z13,2))","v":""},0.15,null,3,1.0504226244065094,77.254893811841768,{"$f":"IF(OR(H13=\"\",I13=\"\"),\"\",0.35464*計算公式!$B$14*POWER(AC13/1000,0.63)*POWER(BC13/1000,0.54))","v":1.06292889141189},{"$f":"IF(OR(H13=\"\",I13=\"\"),\"\",10.666*POWER(計算公式!$B$14,-1.85)*POWER(AC13/1000,-4.87)*POWER(H13/1000,1.85)*1000)","v":144.95603101199805},{"$f":"IF(内径設定!B7=\"\",\"\",内径設定!B7)","v":30}]
[null,0.13900000000000001,14.19,3.22,1.69,4,"D-E",0.53,20,5.5,null,null,1,null,null,null,null,1,1,null,null,null,null,null,null,null,null,null,{"$f":"IF(I14=\"\",\"\",VLOOKUP(I14,内径設定!$B$4:$C$26,2,FALSE))","v":20},{"$f":"IF(AC14=\"\",\"\",IF(OR(AND(AC14>計算公式!$B$9,計算公式!$D$9=\"超\"),AND(AC14>=計算公式!$B$9,計算公式!$D$9=\"以上\")),\"H\",\"W\"))","v":"W"},177,2.9293499999999999,3.22,{"$f":"IF(OR(I14=\"\",L14=\"\"),\"\",ROUND(VLOOKUP(I14,直管換算!$B$4:$Q$26,2,FALSE)*L14,2))","v":""},{"$f":"IF(OR(I14=\"\",M14=\"\"),\"\",ROUND(VLOOKUP(I14,直管換算!$B$4:$Q$26,3,FALSE)*M14,2))","v":6},{"$f":"IF(OR(I14=\"\",N14=\"\"),\"\",ROUND(VLOOKUP(I14,直管換算!$B$4:$Q$26,4,FALSE)*N14,2))","v":""},{"$f":"IF(OR(I14=\"\",O14=\"\"),\"\",ROUND(VLOOKUP(I14,直管換算!$B$4:$Q$26,5,FALSE)*O14,2))","v":""},{"$f":"IF(OR(I14=\"\",P14=\"\"),\"\",ROUND(VLOOKUP(I14,直管換算!$B$4:$Q$26,6,FALSE)*P14,2))","v":""},{"$f":"IF(OR(I14=\"\",Q14=\"\"),\"\",ROUND(VLOOKUP(I14,直管換算!$B$4:$Q$26,7,FALSE)*Q14,2))","v":""},{"$f":"IF(OR(I14=\"\",R14=\"\"),\"\",ROUND(VLOOKUP(I14,直管換算!$B$4:$Q$26,8,FALSE)*R14,2))","v":0.15},{"$f":"IF(OR(I14=\"\",S14=\"\"),\"\",ROUND(VLOOKUP(I14,直管換算!$B$4:$Q$26,9,FALSE)*S14,2))","v":4.9000000000000004},{"$f":"IF(OR(I14=\"\",T14=\"\"),\"\",ROUND(VLOOKUP(I14,直管換算!$B$4:$Q$26,10,FALSE)*T14,2))","v":""},{"$f":"IF(OR(I14=\"\",U14=\"\"),\"\",ROUND(VLOOKUP(I14,直管換算!$B$4:$Q$26,11,FALSE)*U14,2))","v":""},{"$f":"IF(OR(I14=\"\",V14=\"\"),\"\",ROUND(VLOOKUP(I14,直管換算!$B$4:$Q$26,12,FALSE)*V14,2))","v":""},{"$f":"IF(OR(I14=\"\",W14=\"\"),\"\",ROUND(VLOOKUP(I14,直管換算!$B$4:$Q$26,13,FALSE)*W14,2))","v":""},{"$f":"IF(OR(I14=\"\",X14=\"\"),\"\",ROUND(VLOOKUP(I14,直管換算!$B$4:$Q$26,14,FALSE)*X14,2))","v":""},{"$f":"IF(OR(I14=\"\",Y14=\"\"),\"\",ROUND(VLOOKUP(I14,直管換算!$B$4:$Q$26,15,FALSE)*Y14,2))","v":""},{"$f":"IF(OR(I14=\"\",Z14=\"\"),\"\",ROUND(VLOOKUP(I14,直管換算!$B$4:$Q$26,16,FALSE)*Z14,2))","v":""},11.05,null,4,1.6870423967740906,176.53787392874449,{"$f":"IF(OR(H14=\"\",I14=\"\"),\"\",0.35464*計算公式!$B$14*POWER(AC14/1000,0.63)*POWER(BC14/1000,0.54))","v":1.7063196004735435},{"$f":"IF(OR(H14=\"\",I14=\"\"),\"\",10.666*POWER(計算公式!$B$14,-1.85)*POWER(AC14/1000,-4.87)*POWER(H14/1000,1.85)*1000)","v":348.25379620138887},{"$f":"IF(内径設定!B8=\"\",\"\",内径設定!B8)","v":40}]
[null,0.15,15.34,1.1499999999999999,1.08,5,"E-F",0.53,25,2.5,0.9,1,null,null,null,null,null,null,null,null,null,null,null,null,null,null,null,null,{"$f":"IF(I15=\"\",\"\",VLOOKUP(I15,内径設定!$B$4:$C$26,2,FALSE))","v":25},{"$f":"IF(AC15=\"\",\"\",IF(OR(AND(AC15>計算公式!$B$9,計算公式!$D$9=\"超\"),AND(AC15>=計算公式!$B$9,計算公式!$D$9=\"以上\")),\"H\",\"W\"))","v":"W"},64,0.224,0.25,{"$f":"IF(OR(I15=\"\",L15=\"\"),\"\",ROUND(VLOOKUP(I15,直管換算!$B$4:$Q$26,2,FALSE)*L15,2))","v":1},{"$f":"IF(OR(I15=\"\",M15=\"\"),\"\",ROUND(VLOOKUP(I15,直管換算!$B$4:$Q$26,3,FALSE)*M15,2))","v":""},{"$f":"IF(OR(I15=\"\",N15=\"\"),\"\",ROUND(VLOOKUP(I15,直管換算!$B$4:$Q$26,4,FALSE)*N15,2))","v":""},{"$f":"IF(OR(I15=\"\",O15=\"\"),\"\",ROUND(VLOOKUP(I15,直管換算!$B$4:$Q$26,5,FALSE)*O15,2))","v":""},{"$f":"IF(OR(I15=\"\",P15=\"\"),\"\",ROUND(VLOOKUP(I15,直管換算!$B$4:$Q$26,6,FALSE)*P15,2))","v":""},{"$f":"IF(OR(I15=\"\",Q15=\"\"),\"\",ROUND(VLOOKUP(I15,直管換算!$B$4:$Q$26,7,FALSE)*Q15,2))","v":""},{"$f":"IF(OR(I15=\"\",R15=\"\"),\"\",ROUND(VLOOKUP(I15,直管換算!$B$4:$Q$26,8,FALSE)*R15,2))","v":""},{"$f":"IF(OR(I15=\"\",S15=\"\"),\"\",ROUND(VLOOKUP(I15,直管換算!$B$4:$Q$26,9,FALSE)*S15,2))","v":""},{"$f":"IF(OR(I15=\"\",T15=\"\"),\"\",ROUND(VLOOKUP(I15,直管換算!$B$4:$Q$26,10,FALSE)*T15,2))","v":""},{"$f":"IF(OR(I15=\"\",U15=\"\"),\"\",ROUND(VLOOKUP(I15,直管換算!$B$4:$Q$26,11,FALSE)*U15,2))","v":""},{"$f":"IF(OR(I15=\"\",V15=\"\"),\"\",ROUND(VLOOKUP(I15,直管換算!$B$4:$Q$26,12,FALSE)*V15,2))","v":""},{"$f":"IF(OR(I15=\"\",W15=\"\"),\"\",ROUND(VLOOKUP(I15,直管換算!$B$4:$Q$26,13,FALSE)*W15,2))","v":""},{"$f":"IF(OR(I15=\"\",X15=\"\"),\"\",ROUND(VLOOKUP(I15,直管換算!$B$4:$Q$26,14,FALSE)*X15,2))","v":""},{"$f":"IF(OR(I15=\"\",Y15=\"\"),\"\",ROUND(VLOOKUP(I15,直管換算!$B$4:$Q$26,15,FALSE)*Y15,2))","v":""},{"$f":"IF(OR(I15=\"\",Z15=\"\"),\"\",ROUND(VLOOKUP(I15,直管換算!$B$4:$Q$26,16,FALSE)*Z15,2))","v":""},1,null,5,1.0797071339354178,63.571286609338095,{"$f":"IF(OR(H15=\"\",I15=\"\"),\"\",0.35464*計算公式!$B$14*POWER(AC15/1000,0.63)*POWER(BC15/1000,0.54))","v":1.092093281930169},{"$f":"IF(OR(H15=\"\",I15=\"\"),\"\",10.666*POWER(計算公式!$B$14,-1.85)*POWER(AC15/1000,-4.87)*POWER(H15/1000,1.85)*1000)","v":117.47463271558215},{"$f":"IF(内径設定!B9=\"\",\"\",内径設定!B9)","v":50}]
[null,"","","","",6,null,null,null,null,null,null,null,null,null,null,null,null,null,null,null,null,null,null,null,null,null,null,{"$f":"IF(I16=\"\",\"\",VLOOKUP(I16,内径設定!$B$4:$C$26,2,FALSE))","v":""},{"$f":"IF(AC16=\"\",\"\",IF(OR(AND(AC16>計算公式!$B$9,計算公式!$D$9=\"超\"),AND(AC16>=計算公式!$B$9,計算公式!$D$9=\"以上\")),\"H\",\"W\"))","v":""},"","","",{"$f":"IF(OR(I16=\"\",L16=\"\"),\"\",ROUND(VLOOKUP(I16,直管換算!$B$4:$Q$26,2,FALSE)*L16,2))","v":""},{"$f":"IF(OR(I16=\"\",M16=\"\"),\"\",ROUND(VLOOKUP(I16,直管換算!$B$4:$Q$26,3,FALSE)*M16,2))","v":""},{"$f":"IF(OR(I16=\"\",N16=\"\"),\"\",ROUND(VLOOKUP(I16,直管換算!$B$4:$Q$26,4,FALSE)*N16,2))","v":""},{"$f":"IF(OR(I16=\"\",O16=\"\"),\"\",ROUND(VLOOKUP(I16,直管換算!$B$4:$Q$26,5,FALSE)*O16,2))","v":""},{"$f":"IF(OR(I16=\"\",P16=\"\"),\"\",ROUND(VLOOKUP(I16,直管換算!$B$4:$Q$26,6,FALSE)*P16,2))","v":""},{"$f":"IF(OR(I16=\"\",Q16=\"\"),\"\",ROUND(VLOOKUP(I16,直管換算!$B$4:$Q$26,7,FALSE)*Q16,2))","v":""},{"$f":"IF(OR(I16=\"\",R16=\"\"),\"\",ROUND(VLOOKUP(I16,直管換算!$B$4:$Q$26,8,FALSE)*R16,2))","v":""},{"$f":"IF(OR(I16=\"\",S16=\"\"),\"\",ROUND(VLOOKUP(I16,直管換算!$B$4:$Q$26,9,FALSE)*S16,2))","v":""},{"$f":"IF(OR(I16=\"\",T16=\"\"),\"\",ROUND(VLOOKUP(I16,直管換算!$B$4:$Q$26,10,FALSE)*T16,2))","v":""},{"$f":"IF(OR(I16=\"\",U16=\"\"),\"\",ROUND(VLOOKUP(I16,直管換算!$B$4:$Q$26,11,FALSE)*U16,2))","v":""},{"$f":"IF(OR(I16=\"\",V16=\"\"),\"\",ROUND(VLOOKUP(I16,直管換算!$B$4:$Q$26,12,FALSE)*V16,2))","v":""},{"$f":"IF(OR(I16=\"\",W16=\"\"),\"\",ROUND(VLOOKUP(I16,直管換算!$B$4:$Q$26,13,FALSE)*W16,2))","v":""},{"$f":"IF(OR(I16=\"\",X16=\"\"),\"\",ROUND(VLOOKUP(I16,直管換算!$B$4:$Q$26,14,FALSE)*X16,2))","v":""},{"$f":"IF(OR(I16=\"\",Y16=\"\"),\"\",ROUND(VLOOKUP(I16,直管換算!$B$4:$Q$26,15,FALSE)*Y16,2))","v":""},{"$f":"IF(OR(I16=\"\",Z16=\"\"),\"\",ROUND(VLOOKUP(I16,直管換算!$B$4:$Q$26,16,FALSE)*Z16,2))","v":""},"",null,"空","","",{"$f":"IF(OR(H16=\"\",I16=\"\"),\"\",0.35464*計算公式!$B$14*POWER(AC16/1000,0.63)*POWER(BC16/1000,0.54))","v":""},{"$f":"IF(OR(H16=\"\",I16=\"\"),\"\",10.666*POWER(計算公式!$B$14,-1.85)*POWER(AC16/1000,-4.87)*POWER(H16/1000,1.85)*1000)","v":""},{"$f":"IF(内径設定!B10=\"\",\"\",内径設定!B10)","v":75}]
[null,"","","","",7,null,null,null,null,null,null,null,null,null,null,null,null,null,null,null,null,null,null,null,null,null,null,{"$f":"IF(I17=\"\",\"\",VLOOKUP(I17,内径設定!$B$4:$C$26,2,FALSE))","v":""},{"$f":"IF(AC17=\"\",\"\",IF(OR(AND(AC17>計算公式!$B$9,計算公式!$D$9=\"超\"),AND(AC17>=計算公式!$B$9,計算公式!$D$9=\"以上\")),\"H\",\"W\"))","v":""},"","","",{"$f":"IF(OR(I17=\"\",L17=\"\"),\"\",ROUND(VLOOKUP(I17,直管換算!$B$4:$Q$26,2,FALSE)*L17,2))","v":""},{"$f":"IF(OR(I17=\"\",M17=\"\"),\"\",ROUND(VLOOKUP(I17,直管換算!$B$4:$Q$26,3,FALSE)*M17,2))","v":""},{"$f":"IF(OR(I17=\"\",N17=\"\"),\"\",ROUND(VLOOKUP(I17,直管換算!$B$4:$Q$26,4,FALSE)*N17,2))","v":""},{"$f":"IF(OR(I17=\"\",O17=\"\"),\"\",ROUND(VLOOKUP(I17,直管換算!$B$4:$Q$26,5,FALSE)*O17,2))","v":""},{"$f":"IF(OR(I17=\"\",P17=\"\"),\"\",ROUND(VLOOKUP(I17,直管換算!$B$4:$Q$26,6,FALSE)*P17,2))","v":""},{"$f":"IF(OR(I17=\"\",Q17=\"\"),\"\",ROUND(VLOOKUP(I17,直管換算!$B$4:$Q$26,7,FALSE)*Q17,2))","v":""},{"$f":"IF(OR(I17=\"\",R17=\"\"),\"\",ROUND(VLOOKUP(I17,直管換算!$B$4:$Q$26,8,FALSE)*R17,2))","v":""},{"$f":"IF(OR(I17=\"\",S17=\"\"),\"\",ROUND(VLOOKUP(I17,直管換算!$B$4:$Q$26,9,FALSE)*S17,2))","v":""},{"$f":"IF(OR(I17=\"\",T17=\"\"),\"\",ROUND(VLOOKUP(I17,直管換算!$B$4:$Q$26,10,FALSE)*T17,2))","v":""},{"$f":"IF(OR(I17=\"\",U17=\"\"),\"\",ROUND(VLOOKUP(I17,直管換算!$B$4:$Q$26,11,FALSE)*U17,2))","v":""},{"$f":"IF(OR(I17=\"\",V17=\"\"),\"\",ROUND(VLOOKUP(I17,直管換算!$B$4:$Q$26,12,FALSE)*V17,2))","v":""},{"$f":"IF(OR(I17=\"\",W17=\"\"),\"\",ROUND(VLOOKUP(I17,直管換算!$B$4:$Q$26,13,FALSE)*W17,2))","v":""},{"$f":"IF(OR(I17=\"\",X17=\"\"),\"\",ROUND(VLOOKUP(I17,直管換算!$B$4:$Q$26,14,FALSE)*X17,2))","v":""},{"$f":"IF(OR(I17=\"\",Y17=\"\"),\"\",ROUND(VLOOKUP(I17,直管換算!$B$4:$Q$26,15,FALSE)*Y17,2))","v":""},{"$f":"IF(OR(I17=\"\",Z17=\"\"),\"\",ROUND(VLOOKUP(I17,直管換算!$B$4:$Q$26,16,FALSE)*Z17,2))","v":""},"",null,"空","","",{"$f":"IF(OR(H17=\"\",I17=\"\"),\"\",0.35464*計算公式!$B$14*POWER(AC17/1000,0.63)*POWER(BC17/1000,0.54))","v":""},{"$f":"IF(OR(H17=\"\",I17=\"\"),\"\",10.666*POWER(計算公式!$B$14,-1.85)*POWER(AC17/1000,-4.87)*POWER(H17/1000,1.85)*1000)","v":""},{"$f":"IF(内径設定!B11=\"\",\"\",内径設定!B11)","v":100}]
[null,"","","","",8,null,null,null,null,null,null,null,null,null,null,null,null,null,null,null,null,null,null,null,null,null,null,{"$f":"IF(I18=\"\",\"\",VLOOKUP(I18,内径設定!$B$4:$C$26,2,FALSE))","v":""},{"$f":"IF(AC18=\"\",\"\",IF(OR(AND(AC18>計算公式!$B$9,計算公式!$D$9=\"超\"),AND(AC18>=計算公式!$B$9,計算公式!$D$9=\"以上\")),\"H\",\"W\"))","v":""},"","","",{"$f":"IF(OR(I18=\"\",L18=\"\"),\"\",ROUND(VLOOKUP(I18,直管換算!$B$4:$Q$26,2,FALSE)*L18,2))","v":""},{"$f":"IF(OR(I18=\"\",M18=\"\"),\"\",ROUND(VLOOKUP(I18,直管換算!$B$4:$Q$26,3,FALSE)*M18,2))","v":""},{"$f":"IF(OR(I18=\"\",N18=\"\"),\"\",ROUND(VLOOKUP(I18,直管換算!$B$4:$Q$26,4,FALSE)*N18,2))","v":""},{"$f":"IF(OR(I18=\"\",O18=\"\"),\"\",ROUND(VLOOKUP(I18,直管換算!$B$4:$Q$26,5,FALSE)*O18,2))","v":""},{"$f":"IF(OR(I18=\"\",P18=\"\"),\"\",ROUND(VLOOKUP(I18,直管換算!$B$4:$Q$26,6,FALSE)*P18,2))","v":""},{"$f":"IF(OR(I18=\"\",Q18=\"\"),\"\",ROUND(VLOOKUP(I18,直管換算!$B$4:$Q$26,7,FALSE)*Q18,2))","v":""},{"$f":"IF(OR(I18=\"\",R18=\"\"),\"\",ROUND(VLOOKUP(I18,直管換算!$B$4:$Q$26,8,FALSE)*R18,2))","v":""},{"$f":"IF(OR(I18=\"\",S18=\"\"),\"\",ROUND(VLOOKUP(I18,直管換算!$B$4:$Q$26,9,FALSE)*S18,2))","v":""},{"$f":"IF(OR(I18=\"\",T18=\"\"),\"\",ROUND(VLOOKUP(I18,直管換算!$B$4:$Q$26,10,FALSE)*T18,2))","v":""},{"$f":"IF(OR(I18=\"\",U18=\"\"),\"\",ROUND(VLOOKUP(I18,直管換算!$B$4:$Q$26,11,FALSE)*U18,2))","v":""},{"$f":"IF(OR(I18=\"\",V18=\"\"),\"\",ROUND(VLOOKUP(I18,直管換算!$B$4:$Q$26,12,FALSE)*V18,2))","v":""},{"$f":"IF(OR(I18=\"\",W18=\"\"),\"\",ROUND(VLOOKUP(I18,直管換算!$B$4:$Q$26,13,FALSE)*W18,2))","v":""},{"$f":"IF(OR(I18=\"\",X18=\"\"),\"\",ROUND(VLOOKUP(I18,直管換算!$B$4:$Q$26,14,FALSE)*X18,2))","v":""},{"$f":"IF(OR(I18=\"\",Y18=\"\"),\"\",ROUND(VLOOKUP(I18,直管換算!$B$4:$Q$26,15,FALSE)*Y18,2))","v":""},{"$f":"IF(OR(I18=\"\",Z18=\"\"),\"\",ROUND(VLOOKUP(I18,直管換算!$B$4:$Q$26,16,FALSE)*Z18,2))","v":""},"",null,"空","","",{"$f":"IF(OR(H18=\"\",I18=\"\"),\"\",0.35464*計算公式!$B$14*POWER(AC18/1000,0.63)*POWER(BC18/1000,0.54))","v":""},{"$f":"IF(OR(H18=\"\",I18=\"\"),\"\",10.666*POWER(計算公式!$B$14,-1.85)*POWER(AC18/1000,-4.87)*POWER(H18/1000,1.85)*1000)","v":""},{"$f":"IF(内径設定!B12=\"\",\"\",内径設定!B12)","v":150}]
[null,"","","","",9,null,null,null,null,null,null,null,null,null,null,null,null,null,null,null,null,null,null,null,null,null,null,{"$f":"IF(I19=\"\",\"\",VLOOKUP(I19,内径設定!$B$4:$C$26,2,FALSE))","v":""},{"$f":"IF(AC19=\"\",\"\",IF(OR(AND(AC19>計算公式!$B$9,計算公式!$D$9=\"超\"),AND(AC19>=計算公式!$B$9,計算公式!$D$9=\"以上\")),\"H\",\"W\"))","v":""},"","","",{"$f":"IF(OR(I19=\"\",L19=\"\"),\"\",ROUND(VLOOKUP(I19,直管換算!$B$4:$Q$26,2,FALSE)*L19,2))","v":""},{"$f":"IF(OR(I19=\"\",M19=\"\"),\"\",ROUND(VLOOKUP(I19,直管換算!$B$4:$Q$26,3,FALSE)*M19,2))","v":""},{"$f":"IF(OR(I19=\"\",N19=\"\"),\"\",ROUND(VLOOKUP(I19,直管換算!$B$4:$Q$26,4,FALSE)*N19,2))","v":""},{"$f":"IF(OR(I19=\"\",O19=\"\"),\"\",ROUND(VLOOKUP(I19,直管換算!$B$4:$Q$26,5,FALSE)*O19,2))","v":""},{"$f":"IF(OR(I19=\"\",P19=\"\"),\"\",ROUND(VLOOKUP(I19,直管換算!$B$4:$Q$26,6,FALSE)*P19,2))","v":""},{"$f":"IF(OR(I19=\"\",Q19=\"\"),\"\",ROUND(VLOOKUP(I19,直管換算!$B$4:$Q$26,7,FALSE)*Q19,2))","v":""},{"$f":"IF(OR(I19=\"\",R19=\"\"),\"\",ROUND(VLOOKUP(I19,直管換算!$B$4:$Q$26,8,FALSE)*R19,2))","v":""},{"$f":"IF(OR(I19=\"\",S19=\"\"),\"\",ROUND(VLOOKUP(I19,直管換算!$B$4:$Q$26,9,FALSE)*S19,2))","v":""},{"$f":"IF(OR(I19=\"\",T19=\"\"),\"\",ROUND(VLOOKUP(I19,直管換算!$B$4:$Q$26,10,FALSE)*T19,2))","v":""},{"$f":"IF(OR(I19=\"\",U19=\"\"),\"\",ROUND(VLOOKUP(I19,直管換算!$B$4:$Q$26,11,FALSE)*U19,2))","v":""},{"$f":"IF(OR(I19=\"\",V19=\"\"),\"\",ROUND(VLOOKUP(I19,直管換算!$B$4:$Q$26,12,FALSE)*V19,2))","v":""},{"$f":"IF(OR(I19=\"\",W19=\"\"),\"\",ROUND(VLOOKUP(I19,直管換算!$B$4:$Q$26,13,FALSE)*W19,2))","v":""},{"$f":"IF(OR(I19=\"\",X19=\"\"),\"\",ROUND(VLOOKUP(I19,直管換算!$B$4:$Q$26,14,FALSE)*X19,2))","v":""},{"$f":"IF(OR(I19=\"\",Y19=\"\"),\"\",ROUND(VLOOKUP(I19,直管換算!$B$4:$Q$26,15,FALSE)*Y19,2))","v":""},{"$f":"IF(OR(I19=\"\",Z19=\"\"),\"\",ROUND(VLOOKUP(I19,直管換算!$B$4:$Q$26,16,FALSE)*Z19,2))","v":""},"",null,"空","","",{"$f":"IF(OR(H19=\"\",I19=\"\"),\"\",0.35464*計算公式!$B$14*POWER(AC19/1000,0.63)*POWER(BC19/1000,0.54))","v":""},{"$f":"IF(OR(H19=\"\",I19=\"\"),\"\",10.666*POWER(計算公式!$B$14,-1.85)*POWER(AC19/1000,-4.87)*POWER(H19/1000,1.85)*1000)","v":""},{"$f":"IF(内径設定!B13=\"\",\"\",内径設定!B13)","v":200}]
[null,"","","","",10,null,null,null,null,null,null,null,null,null,null,null,null,null,null,null,null,null,null,null,null,null,null,{"$f":"IF(I20=\"\",\"\",VLOOKUP(I20,内径設定!$B$4:$C$26,2,FALSE))","v":""},{"$f":"IF(AC20=\"\",\"\",IF(OR(AND(AC20>計算公式!$B$9,計算公式!$D$9=\"超\"),AND(AC20>=計算公式!$B$9,計算公式!$D$9=\"以上\")),\"H\",\"W\"))","v":""},"","","",{"$f":"IF(OR(I20=\"\",L20=\"\"),\"\",ROUND(VLOOKUP(I20,直管換算!$B$4:$Q$26,2,FALSE)*L20,2))","v":""},{"$f":"IF(OR(I20=\"\",M20=\"\"),\"\",ROUND(VLOOKUP(I20,直管換算!$B$4:$Q$26,3,FALSE)*M20,2))","v":""},{"$f":"IF(OR(I20=\"\",N20=\"\"),\"\",ROUND(VLOOKUP(I20,直管換算!$B$4:$Q$26,4,FALSE)*N20,2))","v":""},{"$f":"IF(OR(I20=\"\",O20=\"\"),\"\",ROUND(VLOOKUP(I20,直管換算!$B$4:$Q$26,5,FALSE)*O20,2))","v":""},{"$f":"IF(OR(I20=\"\",P20=\"\"),\"\",ROUND(VLOOKUP(I20,直管換算!$B$4:$Q$26,6,FALSE)*P20,2))","v":""},{"$f":"IF(OR(I20=\"\",Q20=\"\"),\"\",ROUND(VLOOKUP(I20,直管換算!$B$4:$Q$26,7,FALSE)*Q20,2))","v":""},{"$f":"IF(OR(I20=\"\",R20=\"\"),\"\",ROUND(VLOOKUP(I20,直管換算!$B$4:$Q$26,8,FALSE)*R20,2))","v":""},{"$f":"IF(OR(I20=\"\",S20=\"\"),\"\",ROUND(VLOOKUP(I20,直管換算!$B$4:$Q$26,9,FALSE)*S20,2))","v":""},{"$f":"IF(OR(I20=\"\",T20=\"\"),\"\",ROUND(VLOOKUP(I20,直管換算!$B$4:$Q$26,10,FALSE)*T20,2))","v":""},{"$f":"IF(OR(I20=\"\",U20=\"\"),\"\",ROUND(VLOOKUP(I20,直管換算!$B$4:$Q$26,11,FALSE)*U20,2))","v":""},{"$f":"IF(OR(I20=\"\",V20=\"\"),\"\",ROUND(VLOOKUP(I20,直管換算!$B$4:$Q$26,12,FALSE)*V20,2))","v":""},{"$f":"IF(OR(I20=\"\",W20=\"\"),\"\",ROUND(VLOOKUP(I20,直管換算!$B$4:$Q$26,13,FALSE)*W20,2))","v":""},{"$f":"IF(OR(I20=\"\",X20=\"\"),\"\",ROUND(VLOOKUP(I20,直管換算!$B$4:$Q$26,14,FALSE)*X20,2))","v":""},{"$f":"IF(OR(I20=\"\",Y20=\"\"),\"\",ROUND(VLOOKUP(I20,直管換算!$B$4:$Q$26,15,FALSE)*Y20,2))","v":""},{"$f":"IF(OR(I20=\"\",Z20=\"\"),\"\",ROUND(VLOOKUP(I20,直管換算!$B$4:$Q$26,16,FALSE)*Z20,2))","v":""},"",null,"空","","",{"$f":"IF(OR(H20=\"\",I20=\"\"),\"\",0.35464*計算公式!$B$14*POWER(AC20/1000,0.63)*POWER(BC20/1000,0.54))","v":""},{"$f":"IF(OR(H20=\"\",I20=\"\"),\"\",10.666*POWER(計算公式!$B$14,-1.85)*POWER(AC20/1000,-4.87)*POWER(H20/1000,1.85)*1000)","v":""},{"$f":"IF(内径設定!B14=\"\",\"\",内径設定!B14)","v":250}]
[null,"","","","",11,null,null,null,null,null,null,null,null,null,null,null,null,null,null,null,null,null,null,null,null,null,null,{"$f":"IF(I21=\"\",\"\",VLOOKUP(I21,内径設定!$B$4:$C$26,2,FALSE))","v":""},{"$f":"IF(AC21=\"\",\"\",IF(OR(AND(AC21>計算公式!$B$9,計算公式!$D$9=\"超\"),AND(AC21>=計算公式!$B$9,計算公式!$D$9=\"以上\")),\"H\",\"W\"))","v":""},"","","",{"$f":"IF(OR(I21=\"\",L21=\"\"),\"\",ROUND(VLOOKUP(I21,直管換算!$B$4:$Q$26,2,FALSE)*L21,2))","v":""},{"$f":"IF(OR(I21=\"\",M21=\"\"),\"\",ROUND(VLOOKUP(I21,直管換算!$B$4:$Q$26,3,FALSE)*M21,2))","v":""},{"$f":"IF(OR(I21=\"\",N21=\"\"),\"\",ROUND(VLOOKUP(I21,直管換算!$B$4:$Q$26,4,FALSE)*N21,2))","v":""},{"$f":"IF(OR(I21=\"\",O21=\"\"),\"\",ROUND(VLOOKUP(I21,直管換算!$B$4:$Q$26,5,FALSE)*O21,2))","v":""},{"$f":"IF(OR(I21=\"\",P21=\"\"),\"\",ROUND(VLOOKUP(I21,直管換算!$B$4:$Q$26,6,FALSE)*P21,2))","v":""},{"$f":"IF(OR(I21=\"\",Q21=\"\"),\"\",ROUND(VLOOKUP(I21,直管換算!$B$4:$Q$26,7,FALSE)*Q21,2))","v":""},{"$f":"IF(OR(I21=\"\",R21=\"\"),\"\",ROUND(VLOOKUP(I21,直管換算!$B$4:$Q$26,8,FALSE)*R21,2))","v":""},{"$f":"IF(OR(I21=\"\",S21=\"\"),\"\",ROUND(VLOOKUP(I21,直管換算!$B$4:$Q$26,9,FALSE)*S21,2))","v":""},{"$f":"IF(OR(I21=\"\",T21=\"\"),\"\",ROUND(VLOOKUP(I21,直管換算!$B$4:$Q$26,10,FALSE)*T21,2))","v":""},{"$f":"IF(OR(I21=\"\",U21=\"\"),\"\",ROUND(VLOOKUP(I21,直管換算!$B$4:$Q$26,11,FALSE)*U21,2))","v":""},{"$f":"IF(OR(I21=\"\",V21=\"\"),\"\",ROUND(VLOOKUP(I21,直管換算!$B$4:$Q$26,12,FALSE)*V21,2))","v":""},{"$f":"IF(OR(I21=\"\",W21=\"\"),\"\",ROUND(VLOOKUP(I21,直管換算!$B$4:$Q$26,13,FALSE)*W21,2))","v":""},{"$f":"IF(OR(I21=\"\",X21=\"\"),\"\",ROUND(VLOOKUP(I21,直管換算!$B$4:$Q$26,14,FALSE)*X21,2))","v":""},{"$f":"IF(OR(I21=\"\",Y21=\"\"),\"\",ROUND(VLOOKUP(I21,直管換算!$B$4:$Q$26,15,FALSE)*Y21,2))","v":""},{"$f":"IF(OR(I21=\"\",Z21=\"\"),\"\",ROUND(VLOOKUP(I21,直管換算!$B$4:$Q$26,16,FALSE)*Z21,2))","v":""},"",null,"空","","",{"$f":"IF(OR(H21=\"\",I21=\"\"),\"\",0.35464*計算公式!$B$14*POWER(AC21/1000,0.63)*POWER(BC21/1000,0.54))","v":""},{"$f":"IF(OR(H21=\"\",I21=\"\"),\"\",10.666*POWER(計算公式!$B$14,-1.85)*POWER(AC21/1000,-4.87)*POWER(H21/1000,1.85)*1000)","v":""},{"$f":"IF(内径設定!B15=\"\",\"\",内径設定!B15)","v":300}]
[null,"","","","",12,null,null,null,null,null,null,null,null,null,null,null,null,null,null,null,null,null,null,null,null,null,null,{"$f":"IF(I22=\"\",\"\",VLOOKUP(I22,内径設定!$B$4:$C$26,2,FALSE))","v":""},{"$f":"IF(AC22=\"\",\"\",IF(OR(AND(AC22>計算公式!$B$9,計算公式!$D$9=\"超\"),AND(AC22>=計算公式!$B$9,計算公式!$D$9=\"以上\")),\"H\",\"W\"))","v":""},"","","",{"$f":"IF(OR(I22=\"\",L22=\"\"),\"\",ROUND(VLOOKUP(I22,直管換算!$B$4:$Q$26,2,FALSE)*L22,2))","v":""},{"$f":"IF(OR(I22=\"\",M22=\"\"),\"\",ROUND(VLOOKUP(I22,直管換算!$B$4:$Q$26,3,FALSE)*M22,2))","v":""},{"$f":"IF(OR(I22=\"\",N22=\"\"),\"\",ROUND(VLOOKUP(I22,直管換算!$B$4:$Q$26,4,FALSE)*N22,2))","v":""},{"$f":"IF(OR(I22=\"\",O22=\"\"),\"\",ROUND(VLOOKUP(I22,直管換算!$B$4:$Q$26,5,FALSE)*O22,2))","v":""},{"$f":"IF(OR(I22=\"\",P22=\"\"),\"\",ROUND(VLOOKUP(I22,直管換算!$B$4:$Q$26,6,FALSE)*P22,2))","v":""},{"$f":"IF(OR(I22=\"\",Q22=\"\"),\"\",ROUND(VLOOKUP(I22,直管換算!$B$4:$Q$26,7,FALSE)*Q22,2))","v":""},{"$f":"IF(OR(I22=\"\",R22=\"\"),\"\",ROUND(VLOOKUP(I22,直管換算!$B$4:$Q$26,8,FALSE)*R22,2))","v":""},{"$f":"IF(OR(I22=\"\",S22=\"\"),\"\",ROUND(VLOOKUP(I22,直管換算!$B$4:$Q$26,9,FALSE)*S22,2))","v":""},{"$f":"IF(OR(I22=\"\",T22=\"\"),\"\",ROUND(VLOOKUP(I22,直管換算!$B$4:$Q$26,10,FALSE)*T22,2))","v":""},{"$f":"IF(OR(I22=\"\",U22=\"\"),\"\",ROUND(VLOOKUP(I22,直管換算!$B$4:$Q$26,11,FALSE)*U22,2))","v":""},{"$f":"IF(OR(I22=\"\",V22=\"\"),\"\",ROUND(VLOOKUP(I22,直管換算!$B$4:$Q$26,12,FALSE)*V22,2))","v":""},{"$f":"IF(OR(I22=\"\",W22=\"\"),\"\",ROUND(VLOOKUP(I22,直管換算!$B$4:$Q$26,13,FALSE)*W22,2))","v":""},{"$f":"IF(OR(I22=\"\",X22=\"\"),\"\",ROUND(VLOOKUP(I22,直管換算!$B$4:$Q$26,14,FALSE)*X22,2))","v":""},{"$f":"IF(OR(I22=\"\",Y22=\"\"),\"\",ROUND(VLOOKUP(I22,直管換算!$B$4:$Q$26,15,FALSE)*Y22,2))","v":""},{"$f":"IF(OR(I22=\"\",Z22=\"\"),\"\",ROUND(VLOOKUP(I22,直管換算!$B$4:$Q$26,16,FALSE)*Z22,2))","v":""},"",null,"空","","",{"$f":"IF(OR(H22=\"\",I22=\"\"),\"\",0.35464*計算公式!$B$14*POWER(AC22/1000,0.63)*POWER(BC22/1000,0.54))","v":""},{"$f":"IF(OR(H22=\"\",I22=\"\"),\"\",10.666*POWER(計算公式!$B$14,-1.85)*POWER(AC22/1000,-4.87)*POWER(H22/1000,1.85)*1000)","v":""},{"$f":"IF(内径設定!B16=\"\",\"\",内径設定!B16)","v":350}]
[null,"","","","",13,null,null,null,null,null,null,null,null,null,null,null,null,null,null,null,null,null,null,null,null,null,null,{"$f":"IF(I23=\"\",\"\",VLOOKUP(I23,内径設定!$B$4:$C$26,2,FALSE))","v":""},{"$f":"IF(AC23=\"\",\"\",IF(OR(AND(AC23>計算公式!$B$9,計算公式!$D$9=\"超\"),AND(AC23>=計算公式!$B$9,計算公式!$D$9=\"以上\")),\"H\",\"W\"))","v":""},"","","",{"$f":"IF(OR(I23=\"\",L23=\"\"),\"\",ROUND(VLOOKUP(I23,直管換算!$B$4:$Q$26,2,FALSE)*L23,2))","v":""},{"$f":"IF(OR(I23=\"\",M23=\"\"),\"\",ROUND(VLOOKUP(I23,直管換算!$B$4:$Q$26,3,FALSE)*M23,2))","v":""},{"$f":"IF(OR(I23=\"\",N23=\"\"),\"\",ROUND(VLOOKUP(I23,直管換算!$B$4:$Q$26,4,FALSE)*N23,2))","v":""},{"$f":"IF(OR(I23=\"\",O23=\"\"),\"\",ROUND(VLOOKUP(I23,直管換算!$B$4:$Q$26,5,FALSE)*O23,2))","v":""},{"$f":"IF(OR(I23=\"\",P23=\"\"),\"\",ROUND(VLOOKUP(I23,直管換算!$B$4:$Q$26,6,FALSE)*P23,2))","v":""},{"$f":"IF(OR(I23=\"\",Q23=\"\"),\"\",ROUND(VLOOKUP(I23,直管換算!$B$4:$Q$26,7,FALSE)*Q23,2))","v":""},{"$f":"IF(OR(I23=\"\",R23=\"\"),\"\",ROUND(VLOOKUP(I23,直管換算!$B$4:$Q$26,8,FALSE)*R23,2))","v":""},{"$f":"IF(OR(I23=\"\",S23=\"\"),\"\",ROUND(VLOOKUP(I23,直管換算!$B$4:$Q$26,9,FALSE)*S23,2))","v":""},{"$f":"IF(OR(I23=\"\",T23=\"\"),\"\",ROUND(VLOOKUP(I23,直管換算!$B$4:$Q$26,10,FALSE)*T23,2))","v":""},{"$f":"IF(OR(I23=\"\",U23=\"\"),\"\",ROUND(VLOOKUP(I23,直管換算!$B$4:$Q$26,11,FALSE)*U23,2))","v":""},{"$f":"IF(OR(I23=\"\",V23=\"\"),\"\",ROUND(VLOOKUP(I23,直管換算!$B$4:$Q$26,12,FALSE)*V23,2))","v":""},{"$f":"IF(OR(I23=\"\",W23=\"\"),\"\",ROUND(VLOOKUP(I23,直管換算!$B$4:$Q$26,13,FALSE)*W23,2))","v":""},{"$f":"IF(OR(I23=\"\",X23=\"\"),\"\",ROUND(VLOOKUP(I23,直管換算!$B$4:$Q$26,14,FALSE)*X23,2))","v":""},{"$f":"IF(OR(I23=\"\",Y23=\"\"),\"\",ROUND(VLOOKUP(I23,直管換算!$B$4:$Q$26,15,FALSE)*Y23,2))","v":""},{"$f":"IF(OR(I23=\"\",Z23=\"\"),\"\",ROUND(VLOOKUP(I23,直管換算!$B$4:$Q$26,16,FALSE)*Z23,2))","v":""},"",null,"空","","",{"$f":"IF(OR(H23=\"\",I23=\"\"),\"\",0.35464*計算公式!$B$14*POWER(AC23/1000,0.63)*POWER(BC23/1000,0.54))","v":""},{"$f":"IF(OR(H23=\"\",I23=\"\"),\"\",10.666*POWER(計算公式!$B$14,-1.85)*POWER(AC23/1000,-4.87)*POWER(H23/1000,1.85)*1000)","v":""},{"$f":"IF(内径設定!B17=\"\",\"\",内径設定!B17)","v":10}]
[null,"","","","",14,null,null,null,null,null,null,null,null,null,null,null,null,null,null,null,null,null,null,null,null,null,null,{"$f":"IF(I24=\"\",\"\",VLOOKUP(I24,内径設定!$B$4:$C$26,2,FALSE))","v":""},{"$f":"IF(AC24=\"\",\"\",IF(OR(AND(AC24>計算公式!$B$9,計算公式!$D$9=\"超\"),AND(AC24>=計算公式!$B$9,計算公式!$D$9=\"以上\")),\"H\",\"W\"))","v":""},"","","",{"$f":"IF(OR(I24=\"\",L24=\"\"),\"\",ROUND(VLOOKUP(I24,直管換算!$B$4:$Q$26,2,FALSE)*L24,2))","v":""},{"$f":"IF(OR(I24=\"\",M24=\"\"),\"\",ROUND(VLOOKUP(I24,直管換算!$B$4:$Q$26,3,FALSE)*M24,2))","v":""},{"$f":"IF(OR(I24=\"\",N24=\"\"),\"\",ROUND(VLOOKUP(I24,直管換算!$B$4:$Q$26,4,FALSE)*N24,2))","v":""},{"$f":"IF(OR(I24=\"\",O24=\"\"),\"\",ROUND(VLOOKUP(I24,直管換算!$B$4:$Q$26,5,FALSE)*O24,2))","v":""},{"$f":"IF(OR(I24=\"\",P24=\"\"),\"\",ROUND(VLOOKUP(I24,直管換算!$B$4:$Q$26,6,FALSE)*P24,2))","v":""},{"$f":"IF(OR(I24=\"\",Q24=\"\"),\"\",ROUND(VLOOKUP(I24,直管換算!$B$4:$Q$26,7,FALSE)*Q24,2))","v":""},{"$f":"IF(OR(I24=\"\",R24=\"\"),\"\",ROUND(VLOOKUP(I24,直管換算!$B$4:$Q$26,8,FALSE)*R24,2))","v":""},{"$f":"IF(OR(I24=\"\",S24=\"\"),\"\",ROUND(VLOOKUP(I24,直管換算!$B$4:$Q$26,9,FALSE)*S24,2))","v":""},{"$f":"IF(OR(I24=\"\",T24=\"\"),\"\",ROUND(VLOOKUP(I24,直管換算!$B$4:$Q$26,10,FALSE)*T24,2))","v":""},{"$f":"IF(OR(I24=\"\",U24=\"\"),\"\",ROUND(VLOOKUP(I24,直管換算!$B$4:$Q$26,11,FALSE)*U24,2))","v":""},{"$f":"IF(OR(I24=\"\",V24=\"\"),\"\",ROUND(VLOOKUP(I24,直管換算!$B$4:$Q$26,12,FALSE)*V24,2))","v":""},{"$f":"IF(OR(I24=\"\",W24=\"\"),\"\",ROUND(VLOOKUP(I24,直管換算!$B$4:$Q$26,13,FALSE)*W24,2))","v":""},{"$f":"IF(OR(I24=\"\",X24=\"\"),\"\",ROUND(VLOOKUP(I24,直管換算!$B$4:$Q$26,14,FALSE)*X24,2))","v":""},{"$f":"IF(OR(I24=\"\",Y24=\"\"),\"\",ROUND(VLOOKUP(I24,直管換算!$B$4:$Q$26,15,FALSE)*Y24,2))","v":""},{"$f":"IF(OR(I24=\"\",Z24=\"\"),\"\",ROUND(VLOOKUP(I24,直管換算!$B$4:$Q$26,16,FALSE)*Z24,2))","v":""},"",null,"空","","",{"$f":"IF(OR(H24=\"\",I24=\"\"),\"\",0.35464*計算公式!$B$14*POWER(AC24/1000,0.63)*POWER(BC24/1000,0.54))","v":""},{"$f":"IF(OR(H24=\"\",I24=\"\"),\"\",10.666*POWER(計算公式!$B$14,-1.85)*POWER(AC24/1000,-4.87)*POWER(H24/1000,1.85)*1000)","v":""},{"$f":"IF(内径設定!B18=\"\",\"\",内径設定!B18)","v":16}]
[null,"","","","",15,null,null,null,null,null,null,null,null,null,null,null,null,null,null,null,null,null,null,null,null,null,null,{"$f":"IF(I25=\"\",\"\",VLOOKUP(I25,内径設定!$B$4:$C$26,2,FALSE))","v":""},{"$f":"IF(AC25=\"\",\"\",IF(OR(AND(AC25>計算公式!$B$9,計算公式!$D$9=\"超\"),AND(AC25>=計算公式!$B$9,計算公式!$D$9=\"以上\")),\"H\",\"W\"))","v":""},"","","",{"$f":"IF(OR(I25=\"\",L25=\"\"),\"\",ROUND(VLOOKUP(I25,直管換算!$B$4:$Q$26,2,FALSE)*L25,2))","v":""},{"$f":"IF(OR(I25=\"\",M25=\"\"),\"\",ROUND(VLOOKUP(I25,直管換算!$B$4:$Q$26,3,FALSE)*M25,2))","v":""},{"$f":"IF(OR(I25=\"\",N25=\"\"),\"\",ROUND(VLOOKUP(I25,直管換算!$B$4:$Q$26,4,FALSE)*N25,2))","v":""},{"$f":"IF(OR(I25=\"\",O25=\"\"),\"\",ROUND(VLOOKUP(I25,直管換算!$B$4:$Q$26,5,FALSE)*O25,2))","v":""},{"$f":"IF(OR(I25=\"\",P25=\"\"),\"\",ROUND(VLOOKUP(I25,直管換算!$B$4:$Q$26,6,FALSE)*P25,2))","v":""},{"$f":"IF(OR(I25=\"\",Q25=\"\"),\"\",ROUND(VLOOKUP(I25,直管換算!$B$4:$Q$26,7,FALSE)*Q25,2))","v":""},{"$f":"IF(OR(I25=\"\",R25=\"\"),\"\",ROUND(VLOOKUP(I25,直管換算!$B$4:$Q$26,8,FALSE)*R25,2))","v":""},{"$f":"IF(OR(I25=\"\",S25=\"\"),\"\",ROUND(VLOOKUP(I25,直管換算!$B$4:$Q$26,9,FALSE)*S25,2))","v":""},{"$f":"IF(OR(I25=\"\",T25=\"\"),\"\",ROUND(VLOOKUP(I25,直管換算!$B$4:$Q$26,10,FALSE)*T25,2))","v":""},{"$f":"IF(OR(I25=\"\",U25=\"\"),\"\",ROUND(VLOOKUP(I25,直管換算!$B$4:$Q$26,11,FALSE)*U25,2))","v":""},{"$f":"IF(OR(I25=\"\",V25=\"\"),\"\",ROUND(VLOOKUP(I25,直管換算!$B$4:$Q$26,12,FALSE)*V25,2))","v":""},{"$f":"IF(OR(I25=\"\",W25=\"\"),\"\",ROUND(VLOOKUP(I25,直管換算!$B$4:$Q$26,13,FALSE)*W25,2))","v":""},{"$f":"IF(OR(I25=\"\",X25=\"\"),\"\",ROUND(VLOOKUP(I25,直管換算!$B$4:$Q$26,14,FALSE)*X25,2))","v":""},{"$f":"IF(OR(I25=\"\",Y25=\"\"),\"\",ROUND(VLOOKUP(I25,直管換算!$B$4:$Q$26,15,FALSE)*Y25,2))","v":""},{"$f":"IF(OR(I25=\"\",Z25=\"\"),\"\",ROUND(VLOOKUP(I25,直管換算!$B$4:$Q$26,16,FALSE)*Z25,2))","v":""},"",null,"空","","",{"$f":"IF(OR(H25=\"\",I25=\"\"),\"\",0.35464*計算公式!$B$14*POWER(AC25/1000,0.63)*POWER(BC25/1000,0.54))","v":""},{"$f":"IF(OR(H25=\"\",I25=\"\"),\"\",10.666*POWER(計算公式!$B$14,-1.85)*POWER(AC25/1000,-4.87)*POWER(H25/1000,1.85)*1000)","v":""},{"$f":"IF(内径設定!B19=\"\",\"\",内径設定!B19)","v":""}]
[null,"","","","",16,null,null,null,null,null,null,null,null,null,null,null,null,null,null,null,null,null,null,null,null,null,null,{"$f":"IF(I26=\"\",\"\",VLOOKUP(I26,内径設定!$B$4:$C$26,2,FALSE))","v":""},{"$f":"IF(AC26=\"\",\"\",IF(OR(AND(AC26>計算公式!$B$9,計算公式!$D$9=\"超\"),AND(AC26>=計算公式!$B$9,計算公式!$D$9=\"以上\")),\"H\",\"W\"))","v":""},"","","",{"$f":"IF(OR(I26=\"\",L26=\"\"),\"\",ROUND(VLOOKUP(I26,直管換算!$B$4:$Q$26,2,FALSE)*L26,2))","v":""},{"$f":"IF(OR(I26=\"\",M26=\"\"),\"\",ROUND(VLOOKUP(I26,直管換算!$B$4:$Q$26,3,FALSE)*M26,2))","v":""},{"$f":"IF(OR(I26=\"\",N26=\"\"),\"\",ROUND(VLOOKUP(I26,直管換算!$B$4:$Q$26,4,FALSE)*N26,2))","v":""},{"$f":"IF(OR(I26=\"\",O26=\"\"),\"\",ROUND(VLOOKUP(I26,直管換算!$B$4:$Q$26,5,FALSE)*O26,2))","v":""},{"$f":"IF(OR(I26=\"\",P26=\"\"),\"\",ROUND(VLOOKUP(I26,直管換算!$B$4:$Q$26,6,FALSE)*P26,2))","v":""},{"$f":"IF(OR(I26=\"\",Q26=\"\"),\"\",ROUND(VLOOKUP(I26,直管換算!$B$4:$Q$26,7,FALSE)*Q26,2))","v":""},{"$f":"IF(OR(I26=\"\",R26=\"\"),\"\",ROUND(VLOOKUP(I26,直管換算!$B$4:$Q$26,8,FALSE)*R26,2))","v":""},{"$f":"IF(OR(I26=\"\",S26=\"\"),\"\",ROUND(VLOOKUP(I26,直管換算!$B$4:$Q$26,9,FALSE)*S26,2))","v":""},{"$f":"IF(OR(I26=\"\",T26=\"\"),\"\",ROUND(VLOOKUP(I26,直管換算!$B$4:$Q$26,10,FALSE)*T26,2))","v":""},{"$f":"IF(OR(I26=\"\",U26=\"\"),\"\",ROUND(VLOOKUP(I26,直管換算!$B$4:$Q$26,11,FALSE)*U26,2))","v":""},{"$f":"IF(OR(I26=\"\",V26=\"\"),\"\",ROUND(VLOOKUP(I26,直管換算!$B$4:$Q$26,12,FALSE)*V26,2))","v":""},{"$f":"IF(OR(I26=\"\",W26=\"\"),\"\",ROUND(VLOOKUP(I26,直管換算!$B$4:$Q$26,13,FALSE)*W26,2))","v":""},{"$f":"IF(OR(I26=\"\",X26=\"\"),\"\",ROUND(VLOOKUP(I26,直管換算!$B$4:$Q$26,14,FALSE)*X26,2))","v":""},{"$f":"IF(OR(I26=\"\",Y26=\"\"),\"\",ROUND(VLOOKUP(I26,直管換算!$B$4:$Q$26,15,FALSE)*Y26,2))","v":""},{"$f":"IF(OR(I26=\"\",Z26=\"\"),\"\",ROUND(VLOOKUP(I26,直管換算!$B$4:$Q$26,16,FALSE)*Z26,2))","v":""},"",null,"空","","",{"$f":"IF(OR(H26=\"\",I26=\"\"),\"\",0.35464*計算公式!$B$14*POWER(AC26/1000,0.63)*POWER(BC26/1000,0.54))","v":""},{"$f":"IF(OR(H26=\"\",I26=\"\"),\"\",10.666*POWER(計算公式!$B$14,-1.85)*POWER(AC26/1000,-4.87)*POWER(H26/1000,1.85)*1000)","v":""},{"$f":"IF(内径設定!B20=\"\",\"\",内径設定!B20)","v":""}]
[null,"","","","",17,null,null,null,null,null,null,null,null,null,null,null,null,null,null,null,null,null,null,null,null,null,null,{"$f":"IF(I27=\"\",\"\",VLOOKUP(I27,内径設定!$B$4:$C$26,2,FALSE))","v":""},{"$f":"IF(AC27=\"\",\"\",IF(OR(AND(AC27>計算公式!$B$9,計算公式!$D$9=\"超\"),AND(AC27>=計算公式!$B$9,計算公式!$D$9=\"以上\")),\"H\",\"W\"))","v":""},"","","",{"$f":"IF(OR(I27=\"\",L27=\"\"),\"\",ROUND(VLOOKUP(I27,直管換算!$B$4:$Q$26,2,FALSE)*L27,2))","v":""},{"$f":"IF(OR(I27=\"\",M27=\"\"),\"\",ROUND(VLOOKUP(I27,直管換算!$B$4:$Q$26,3,FALSE)*M27,2))","v":""},{"$f":"IF(OR(I27=\"\",N27=\"\"),\"\",ROUND(VLOOKUP(I27,直管換算!$B$4:$Q$26,4,FALSE)*N27,2))","v":""},{"$f":"IF(OR(I27=\"\",O27=\"\"),\"\",ROUND(VLOOKUP(I27,直管換算!$B$4:$Q$26,5,FALSE)*O27,2))","v":""},{"$f":"IF(OR(I27=\"\",P27=\"\"),\"\",ROUND(VLOOKUP(I27,直管換算!$B$4:$Q$26,6,FALSE)*P27,2))","v":""},{"$f":"IF(OR(I27=\"\",Q27=\"\"),\"\",ROUND(VLOOKUP(I27,直管換算!$B$4:$Q$26,7,FALSE)*Q27,2))","v":""},{"$f":"IF(OR(I27=\"\",R27=\"\"),\"\",ROUND(VLOOKUP(I27,直管換算!$B$4:$Q$26,8,FALSE)*R27,2))","v":""},{"$f":"IF(OR(I27=\"\",S27=\"\"),\"\",ROUND(VLOOKUP(I27,直管換算!$B$4:$Q$26,9,FALSE)*S27,2))","v":""},{"$f":"IF(OR(I27=\"\",T27=\"\"),\"\",ROUND(VLOOKUP(I27,直管換算!$B$4:$Q$26,10,FALSE)*T27,2))","v":""},{"$f":"IF(OR(I27=\"\",U27=\"\"),\"\",ROUND(VLOOKUP(I27,直管換算!$B$4:$Q$26,11,FALSE)*U27,2))","v":""},{"$f":"IF(OR(I27=\"\",V27=\"\"),\"\",ROUND(VLOOKUP(I27,直管換算!$B$4:$Q$26,12,FALSE)*V27,2))","v":""},{"$f":"IF(OR(I27=\"\",W27=\"\"),\"\",ROUND(VLOOKUP(I27,直管換算!$B$4:$Q$26,13,FALSE)*W27,2))","v":""},{"$f":"IF(OR(I27=\"\",X27=\"\"),\"\",ROUND(VLOOKUP(I27,直管換算!$B$4:$Q$26,14,FALSE)*X27,2))","v":""},{"$f":"IF(OR(I27=\"\",Y27=\"\"),\"\",ROUND(VLOOKUP(I27,直管換算!$B$4:$Q$26,15,FALSE)*Y27,2))","v":""},{"$f":"IF(OR(I27=\"\",Z27=\"\"),\"\",ROUND(VLOOKUP(I27,直管換算!$B$4:$Q$26,16,FALSE)*Z27,2))","v":""},"",null,"空","","",{"$f":"IF(OR(H27=\"\",I27=\"\"),\"\",0.35464*計算公式!$B$14*POWER(AC27/1000,0.63)*POWER(BC27/1000,0.54))","v":""},{"$f":"IF(OR(H27=\"\",I27=\"\"),\"\",10.666*POWER(計算公式!$B$14,-1.85)*POWER(AC27/1000,-4.87)*POWER(H27/1000,1.85)*1000)","v":""},{"$f":"IF(内径設定!B21=\"\",\"\",内径設定!B21)","v":""}]
[null,"","","","",18,null,null,null,null,null,null,null,null,null,null,null,null,null,null,null,null,null,null,null,null,null,null,{"$f":"IF(I28=\"\",\"\",VLOOKUP(I28,内径設定!$B$4:$C$26,2,FALSE))","v":""},{"$f":"IF(AC28=\"\",\"\",IF(OR(AND(AC28>計算公式!$B$9,計算公式!$D$9=\"超\"),AND(AC28>=計算公式!$B$9,計算公式!$D$9=\"以上\")),\"H\",\"W\"))","v":""},"","","",{"$f":"IF(OR(I28=\"\",L28=\"\"),\"\",ROUND(VLOOKUP(I28,直管換算!$B$4:$Q$26,2,FALSE)*L28,2))","v":""},{"$f":"IF(OR(I28=\"\",M28=\"\"),\"\",ROUND(VLOOKUP(I28,直管換算!$B$4:$Q$26,3,FALSE)*M28,2))","v":""},{"$f":"IF(OR(I28=\"\",N28=\"\"),\"\",ROUND(VLOOKUP(I28,直管換算!$B$4:$Q$26,4,FALSE)*N28,2))","v":""},{"$f":"IF(OR(I28=\"\",O28=\"\"),\"\",ROUND(VLOOKUP(I28,直管換算!$B$4:$Q$26,5,FALSE)*O28,2))","v":""},{"$f":"IF(OR(I28=\"\",P28=\"\"),\"\",ROUND(VLOOKUP(I28,直管換算!$B$4:$Q$26,6,FALSE)*P28,2))","v":""},{"$f":"IF(OR(I28=\"\",Q28=\"\"),\"\",ROUND(VLOOKUP(I28,直管換算!$B$4:$Q$26,7,FALSE)*Q28,2))","v":""},{"$f":"IF(OR(I28=\"\",R28=\"\"),\"\",ROUND(VLOOKUP(I28,直管換算!$B$4:$Q$26,8,FALSE)*R28,2))","v":""},{"$f":"IF(OR(I28=\"\",S28=\"\"),\"\",ROUND(VLOOKUP(I28,直管換算!$B$4:$Q$26,9,FALSE)*S28,2))","v":""},{"$f":"IF(OR(I28=\"\",T28=\"\"),\"\",ROUND(VLOOKUP(I28,直管換算!$B$4:$Q$26,10,FALSE)*T28,2))","v":""},{"$f":"IF(OR(I28=\"\",U28=\"\"),\"\",ROUND(VLOOKUP(I28,直管換算!$B$4:$Q$26,11,FALSE)*U28,2))","v":""},{"$f":"IF(OR(I28=\"\",V28=\"\"),\"\",ROUND(VLOOKUP(I28,直管換算!$B$4:$Q$26,12,FALSE)*V28,2))","v":""},{"$f":"IF(OR(I28=\"\",W28=\"\"),\"\",ROUND(VLOOKUP(I28,直管換算!$B$4:$Q$26,13,FALSE)*W28,2))","v":""},{"$f":"IF(OR(I28=\"\",X28=\"\"),\"\",ROUND(VLOOKUP(I28,直管換算!$B$4:$Q$26,14,FALSE)*X28,2))","v":""},{"$f":"IF(OR(I28=\"\",Y28=\"\"),\"\",ROUND(VLOOKUP(I28,直管換算!$B$4:$Q$26,15,FALSE)*Y28,2))","v":""},{"$f":"IF(OR(I28=\"\",Z28=\"\"),\"\",ROUND(VLOOKUP(I28,直管換算!$B$4:$Q$26,16,FALSE)*Z28,2))","v":""},"",null,"空","","",{"$f":"IF(OR(H28=\"\",I28=\"\"),\"\",0.35464*計算公式!$B$14*POWER(AC28/1000,0.63)*POWER(BC28/1000,0.54))","v":""},{"$f":"IF(OR(H28=\"\",I28=\"\"),\"\",10.666*POWER(計算公式!$B$14,-1.85)*POWER(AC28/1000,-4.87)*POWER(H28/1000,1.85)*1000)","v":""},{"$f":"IF(内径設定!B22=\"\",\"\",内径設定!B22)","v":""}]
[null,"","","","",19,null,null,null,null,null,null,null,null,null,null,null,null,null,null,null,null,null,null,null,null,null,null,{"$f":"IF(I29=\"\",\"\",VLOOKUP(I29,内径設定!$B$4:$C$26,2,FALSE))","v":""},{"$f":"IF(AC29=\"\",\"\",IF(OR(AND(AC29>計算公式!$B$9,計算公式!$D$9=\"超\"),AND(AC29>=計算公式!$B$9,計算公式!$D$9=\"以上\")),\"H\",\"W\"))","v":""},"","","",{"$f":"IF(OR(I29=\"\",L29=\"\"),\"\",ROUND(VLOOKUP(I29,直管換算!$B$4:$Q$26,2,FALSE)*L29,2))","v":""},{"$f":"IF(OR(I29=\"\",M29=\"\"),\"\",ROUND(VLOOKUP(I29,直管換算!$B$4:$Q$26,3,FALSE)*M29,2))","v":""},{"$f":"IF(OR(I29=\"\",N29=\"\"),\"\",ROUND(VLOOKUP(I29,直管換算!$B$4:$Q$26,4,FALSE)*N29,2))","v":""},{"$f":"IF(OR(I29=\"\",O29=\"\"),\"\",ROUND(VLOOKUP(I29,直管換算!$B$4:$Q$26,5,FALSE)*O29,2))","v":""},{"$f":"IF(OR(I29=\"\",P29=\"\"),\"\",ROUND(VLOOKUP(I29,直管換算!$B$4:$Q$26,6,FALSE)*P29,2))","v":""},{"$f":"IF(OR(I29=\"\",Q29=\"\"),\"\",ROUND(VLOOKUP(I29,直管換算!$B$4:$Q$26,7,FALSE)*Q29,2))","v":""},{"$f":"IF(OR(I29=\"\",R29=\"\"),\"\",ROUND(VLOOKUP(I29,直管換算!$B$4:$Q$26,8,FALSE)*R29,2))","v":""},{"$f":"IF(OR(I29=\"\",S29=\"\"),\"\",ROUND(VLOOKUP(I29,直管換算!$B$4:$Q$26,9,FALSE)*S29,2))","v":""},{"$f":"IF(OR(I29=\"\",T29=\"\"),\"\",ROUND(VLOOKUP(I29,直管換算!$B$4:$Q$26,10,FALSE)*T29,2))","v":""},{"$f":"IF(OR(I29=\"\",U29=\"\"),\"\",ROUND(VLOOKUP(I29,直管換算!$B$4:$Q$26,11,FALSE)*U29,2))","v":""},{"$f":"IF(OR(I29=\"\",V29=\"\"),\"\",ROUND(VLOOKUP(I29,直管換算!$B$4:$Q$26,12,FALSE)*V29,2))","v":""},{"$f":"IF(OR(I29=\"\",W29=\"\"),\"\",ROUND(VLOOKUP(I29,直管換算!$B$4:$Q$26,13,FALSE)*W29,2))","v":""},{"$f":"IF(OR(I29=\"\",X29=\"\"),\"\",ROUND(VLOOKUP(I29,直管換算!$B$4:$Q$26,14,FALSE)*X29,2))","v":""},{"$f":"IF(OR(I29=\"\",Y29=\"\"),\"\",ROUND(VLOOKUP(I29,直管換算!$B$4:$Q$26,15,FALSE)*Y29,2))","v":""},{"$f":"IF(OR(I29=\"\",Z29=\"\"),\"\",ROUND(VLOOKUP(I29,直管換算!$B$4:$Q$26,16,FALSE)*Z29,2))","v":""},"",null,"空","","",{"$f":"IF(OR(H29=\"\",I29=\"\"),\"\",0.35464*計算公式!$B$14*POWER(AC29/1000,0.63)*POWER(BC29/1000,0.54))","v":""},{"$f":"IF(OR(H29=\"\",I29=\"\"),\"\",10.666*POWER(計算公式!$B$14,-1.85)*POWER(AC29/1000,-4.87)*POWER(H29/1000,1.85)*1000)","v":""},{"$f":"IF(内径設定!B23=\"\",\"\",内径設定!B23)","v":""}]
[null,"","","","",20,null,null,null,null,null,null,null,null,null,null,null,null,null,null,null,null,null,null,null,null,null,null,{"$f":"IF(I30=\"\",\"\",VLOOKUP(I30,内径設定!$B$4:$C$26,2,FALSE))","v":""},{"$f":"IF(AC30=\"\",\"\",IF(OR(AND(AC30>計算公式!$B$9,計算公式!$D$9=\"超\"),AND(AC30>=計算公式!$B$9,計算公式!$D$9=\"以上\")),\"H\",\"W\"))","v":""},"","","",{"$f":"IF(OR(I30=\"\",L30=\"\"),\"\",ROUND(VLOOKUP(I30,直管換算!$B$4:$Q$26,2,FALSE)*L30,2))","v":""},{"$f":"IF(OR(I30=\"\",M30=\"\"),\"\",ROUND(VLOOKUP(I30,直管換算!$B$4:$Q$26,3,FALSE)*M30,2))","v":""},{"$f":"IF(OR(I30=\"\",N30=\"\"),\"\",ROUND(VLOOKUP(I30,直管換算!$B$4:$Q$26,4,FALSE)*N30,2))","v":""},{"$f":"IF(OR(I30=\"\",O30=\"\"),\"\",ROUND(VLOOKUP(I30,直管換算!$B$4:$Q$26,5,FALSE)*O30,2))","v":""},{"$f":"IF(OR(I30=\"\",P30=\"\"),\"\",ROUND(VLOOKUP(I30,直管換算!$B$4:$Q$26,6,FALSE)*P30,2))","v":""},{"$f":"IF(OR(I30=\"\",Q30=\"\"),\"\",ROUND(VLOOKUP(I30,直管換算!$B$4:$Q$26,7,FALSE)*Q30,2))","v":""},{"$f":"IF(OR(I30=\"\",R30=\"\"),\"\",ROUND(VLOOKUP(I30,直管換算!$B$4:$Q$26,8,FALSE)*R30,2))","v":""},{"$f":"IF(OR(I30=\"\",S30=\"\"),\"\",ROUND(VLOOKUP(I30,直管換算!$B$4:$Q$26,9,FALSE)*S30,2))","v":""},{"$f":"IF(OR(I30=\"\",T30=\"\"),\"\",ROUND(VLOOKUP(I30,直管換算!$B$4:$Q$26,10,FALSE)*T30,2))","v":""},{"$f":"IF(OR(I30=\"\",U30=\"\"),\"\",ROUND(VLOOKUP(I30,直管換算!$B$4:$Q$26,11,FALSE)*U30,2))","v":""},{"$f":"IF(OR(I30=\"\",V30=\"\"),\"\",ROUND(VLOOKUP(I30,直管換算!$B$4:$Q$26,12,FALSE)*V30,2))","v":""},{"$f":"IF(OR(I30=\"\",W30=\"\"),\"\",ROUND(VLOOKUP(I30,直管換算!$B$4:$Q$26,13,FALSE)*W30,2))","v":""},{"$f":"IF(OR(I30=\"\",X30=\"\"),\"\",ROUND(VLOOKUP(I30,直管換算!$B$4:$Q$26,14,FALSE)*X30,2))","v":""},{"$f":"IF(OR(I30=\"\",Y30=\"\"),\"\",ROUND(VLOOKUP(I30,直管換算!$B$4:$Q$26,15,FALSE)*Y30,2))","v":""},{"$f":"IF(OR(I30=\"\",Z30=\"\"),\"\",ROUND(VLOOKUP(I30,直管換算!$B$4:$Q$26,16,FALSE)*Z30,2))","v":""},"",null,"空","","",{"$f":"IF(OR(H30=\"\",I30=\"\"),\"\",0.35464*計算公式!$B$14*POWER(AC30/1000,0.63)*POWER(BC30/1000,0.54))","v":""},{"$f":"IF(OR(H30=\"\",I30=\"\"),\"\",10.666*POWER(計算公式!$B$14,-1.85)*POWER(AC30/1000,-4.87)*POWER(H30/1000,1.85)*1000)","v":""},{"$f":"IF(内径設定!B24=\"\",\"\",内径設定!B24)","v":""}]
[null,"","","","",21,null,null,null,null,null,null,null,null,null,null,null,null,null,null,null,null,null,null,null,null,null,null,{"$f":"IF(I31=\"\",\"\",VLOOKUP(I31,内径設定!$B$4:$C$26,2,FALSE))","v":""},{"$f":"IF(AC31=\"\",\"\",IF(OR(AND(AC31>計算公式!$B$9,計算公式!$D$9=\"超\"),AND(AC31>=計算公式!$B$9,計算公式!$D$9=\"以上\")),\"H\",\"W\"))","v":""},"","","",{"$f":"IF(OR(I31=\"\",L31=\"\"),\"\",ROUND(VLOOKUP(I31,直管換算!$B$4:$Q$26,2,FALSE)*L31,2))","v":""},{"$f":"IF(OR(I31=\"\",M31=\"\"),\"\",ROUND(VLOOKUP(I31,直管換算!$B$4:$Q$26,3,FALSE)*M31,2))","v":""},{"$f":"IF(OR(I31=\"\",N31=\"\"),\"\",ROUND(VLOOKUP(I31,直管換算!$B$4:$Q$26,4,FALSE)*N31,2))","v":""},{"$f":"IF(OR(I31=\"\",O31=\"\"),\"\",ROUND(VLOOKUP(I31,直管換算!$B$4:$Q$26,5,FALSE)*O31,2))","v":""},{"$f":"IF(OR(I31=\"\",P31=\"\"),\"\",ROUND(VLOOKUP(I31,直管換算!$B$4:$Q$26,6,FALSE)*P31,2))","v":""},{"$f":"IF(OR(I31=\"\",Q31=\"\"),\"\",ROUND(VLOOKUP(I31,直管換算!$B$4:$Q$26,7,FALSE)*Q31,2))","v":""},{"$f":"IF(OR(I31=\"\",R31=\"\"),\"\",ROUND(VLOOKUP(I31,直管換算!$B$4:$Q$26,8,FALSE)*R31,2))","v":""},{"$f":"IF(OR(I31=\"\",S31=\"\"),\"\",ROUND(VLOOKUP(I31,直管換算!$B$4:$Q$26,9,FALSE)*S31,2))","v":""},{"$f":"IF(OR(I31=\"\",T31=\"\"),\"\",ROUND(VLOOKUP(I31,直管換算!$B$4:$Q$26,10,FALSE)*T31,2))","v":""},{"$f":"IF(OR(I31=\"\",U31=\"\"),\"\",ROUND(VLOOKUP(I31,直管換算!$B$4:$Q$26,11,FALSE)*U31,2))","v":""},{"$f":"IF(OR(I31=\"\",V31=\"\"),\"\",ROUND(VLOOKUP(I31,直管換算!$B$4:$Q$26,12,FALSE)*V31,2))","v":""},{"$f":"IF(OR(I31=\"\",W31=\"\"),\"\",ROUND(VLOOKUP(I31,直管換算!$B$4:$Q$26,13,FALSE)*W31,2))","v":""},{"$f":"IF(OR(I31=\"\",X31=\"\"),\"\",ROUND(VLOOKUP(I31,直管換算!$B$4:$Q$26,14,FALSE)*X31,2))","v":""},{"$f":"IF(OR(I31=\"\",Y31=\"\"),\"\",ROUND(VLOOKUP(I31,直管換算!$B$4:$Q$26,15,FALSE)*Y31,2))","v":""},{"$f":"IF(OR(I31=\"\",Z31=\"\"),\"\",ROUND(VLOOKUP(I31,直管換算!$B$4:$Q$26,16,FALSE)*Z31,2))","v":""},"",null,"空","","",{"$f":"IF(OR(H31=\"\",I31=\"\"),\"\",0.35464*計算公式!$B$14*POWER(AC31/1000,0.63)*POWER(BC31/1000,0.54))","v":""},{"$f":"IF(OR(H31=\"\",I31=\"\"),\"\",10.666*POWER(計算公式!$B$14,-1.85)*POWER(AC31/1000,-4.87)*POWER(H31/1000,1.85)*1000)","v":""},{"$f":"IF(内径設定!B25=\"\",\"\",内径設定!B25)","v":""}]
[null,"","","","",22,null,null,null,null,null,null,null,null,null,null,null,null,null,null,null,null,null,null,null,null,null,null,{"$f":"IF(I32=\"\",\"\",VLOOKUP(I32,内径設定!$B$4:$C$26,2,FALSE))","v":""},{"$f":"IF(AC32=\"\",\"\",IF(OR(AND(AC32>計算公式!$B$9,計算公式!$D$9=\"超\"),AND(AC32>=計算公式!$B$9,計算公式!$D$9=\"以上\")),\"H\",\"W\"))","v":""},"","","",{"$f":"IF(OR(I32=\"\",L32=\"\"),\"\",ROUND(VLOOKUP(I32,直管換算!$B$4:$Q$26,2,FALSE)*L32,2))","v":""},{"$f":"IF(OR(I32=\"\",M32=\"\"),\"\",ROUND(VLOOKUP(I32,直管換算!$B$4:$Q$26,3,FALSE)*M32,2))","v":""},{"$f":"IF(OR(I32=\"\",N32=\"\"),\"\",ROUND(VLOOKUP(I32,直管換算!$B$4:$Q$26,4,FALSE)*N32,2))","v":""},{"$f":"IF(OR(I32=\"\",O32=\"\"),\"\",ROUND(VLOOKUP(I32,直管換算!$B$4:$Q$26,5,FALSE)*O32,2))","v":""},{"$f":"IF(OR(I32=\"\",P32=\"\"),\"\",ROUND(VLOOKUP(I32,直管換算!$B$4:$Q$26,6,FALSE)*P32,2))","v":""},{"$f":"IF(OR(I32=\"\",Q32=\"\"),\"\",ROUND(VLOOKUP(I32,直管換算!$B$4:$Q$26,7,FALSE)*Q32,2))","v":""},{"$f":"IF(OR(I32=\"\",R32=\"\"),\"\",ROUND(VLOOKUP(I32,直管換算!$B$4:$Q$26,8,FALSE)*R32,2))","v":""},{"$f":"IF(OR(I32=\"\",S32=\"\"),\"\",ROUND(VLOOKUP(I32,直管換算!$B$4:$Q$26,9,FALSE)*S32,2))","v":""},{"$f":"IF(OR(I32=\"\",T32=\"\"),\"\",ROUND(VLOOKUP(I32,直管換算!$B$4:$Q$26,10,FALSE)*T32,2))","v":""},{"$f":"IF(OR(I32=\"\",U32=\"\"),\"\",ROUND(VLOOKUP(I32,直管換算!$B$4:$Q$26,11,FALSE)*U32,2))","v":""},{"$f":"IF(OR(I32=\"\",V32=\"\"),\"\",ROUND(VLOOKUP(I32,直管換算!$B$4:$Q$26,12,FALSE)*V32,2))","v":""},{"$f":"IF(OR(I32=\"\",W32=\"\"),\"\",ROUND(VLOOKUP(I32,直管換算!$B$4:$Q$26,13,FALSE)*W32,2))","v":""},{"$f":"IF(OR(I32=\"\",X32=\"\"),\"\",ROUND(VLOOKUP(I32,直管換算!$B$4:$Q$26,14,FALSE)*X32,2))","v":""},{"$f":"IF(OR(I32=\"\",Y32=\"\"),\"\",ROUND(VLOOKUP(I32,直管換算!$B$4:$Q$26,15,FALSE)*Y32,2))","v":""},{"$f":"IF(OR(I32=\"\",Z32=\"\"),\"\",ROUND(VLOOKUP(I32,直管換算!$B$4:$Q$26,16,FALSE)*Z32,2))","v":""},"",null,"空","","",{"$f":"IF(OR(H32=\"\",I32=\"\"),\"\",0.35464*計算公式!$B$14*POWER(AC32/1000,0.63)*POWER(BC32/1000,0.54))","v":""},{"$f":"IF(OR(H32=\"\",I32=\"\"),\"\",10.666*POWER(計算公式!$B$14,-1.85)*POWER(AC32/1000,-4.87)*POWER(H32/1000,1.85)*1000)","v":""},{"$f":"IF(内径設定!B26=\"\",\"\",内径設定!B26)","v":""}]
[null,"","","","",23,null,null,null,null,null,null,null,null,null,null,null,null,null,null,null,null,null,null,null,null,null,null,{"$f":"IF(I33=\"\",\"\",VLOOKUP(I33,内径設定!$B$4:$C$26,2,FALSE))","v":""},{"$f":"IF(AC33=\"\",\"\",IF(OR(AND(AC33>計算公式!$B$9,計算公式!$D$9=\"超\"),AND(AC33>=計算公式!$B$9,計算公式!$D$9=\"以上\")),\"H\",\"W\"))","v":""},"","","",{"$f":"IF(OR(I33=\"\",L33=\"\"),\"\",ROUND(VLOOKUP(I33,直管換算!$B$4:$Q$26,2,FALSE)*L33,2))","v":""},{"$f":"IF(OR(I33=\"\",M33=\"\"),\"\",ROUND(VLOOKUP(I33,直管換算!$B$4:$Q$26,3,FALSE)*M33,2))","v":""},{"$f":"IF(OR(I33=\"\",N33=\"\"),\"\",ROUND(VLOOKUP(I33,直管換算!$B$4:$Q$26,4,FALSE)*N33,2))","v":""},{"$f":"IF(OR(I33=\"\",O33=\"\"),\"\",ROUND(VLOOKUP(I33,直管換算!$B$4:$Q$26,5,FALSE)*O33,2))","v":""},{"$f":"IF(OR(I33=\"\",P33=\"\"),\"\",ROUND(VLOOKUP(I33,直管換算!$B$4:$Q$26,6,FALSE)*P33,2))","v":""},{"$f":"IF(OR(I33=\"\",Q33=\"\"),\"\",ROUND(VLOOKUP(I33,直管換算!$B$4:$Q$26,7,FALSE)*Q33,2))","v":""},{"$f":"IF(OR(I33=\"\",R33=\"\"),\"\",ROUND(VLOOKUP(I33,直管換算!$B$4:$Q$26,8,FALSE)*R33,2))","v":""},{"$f":"IF(OR(I33=\"\",S33=\"\"),\"\",ROUND(VLOOKUP(I33,直管換算!$B$4:$Q$26,9,FALSE)*S33,2))","v":""},{"$f":"IF(OR(I33=\"\",T33=\"\"),\"\",ROUND(VLOOKUP(I33,直管換算!$B$4:$Q$26,10,FALSE)*T33,2))","v":""},{"$f":"IF(OR(I33=\"\",U33=\"\"),\"\",ROUND(VLOOKUP(I33,直管換算!$B$4:$Q$26,11,FALSE)*U33,2))","v":""},{"$f":"IF(OR(I33=\"\",V33=\"\"),\"\",ROUND(VLOOKUP(I33,直管換算!$B$4:$Q$26,12,FALSE)*V33,2))","v":""},{"$f":"IF(OR(I33=\"\",W33=\"\"),\"\",ROUND(VLOOKUP(I33,直管換算!$B$4:$Q$26,13,FALSE)*W33,2))","v":""},{"$f":"IF(OR(I33=\"\",X33=\"\"),\"\",ROUND(VLOOKUP(I33,直管換算!$B$4:$Q$26,14,FALSE)*X33,2))","v":""},{"$f":"IF(OR(I33=\"\",Y33=\"\"),\"\",ROUND(VLOOKUP(I33,直管換算!$B$4:$Q$26,15,FALSE)*Y33,2))","v":""},{"$f":"IF(OR(I33=\"\",Z33=\"\"),\"\",ROUND(VLOOKUP(I33,直管換算!$B$4:$Q$26,16,FALSE)*Z33,2))","v":""},"",null,"空","","",{"$f":"IF(OR(H33=\"\",I33=\"\"),\"\",0.35464*計算公式!$B$14*POWER(AC33/1000,0.63)*POWER(BC33/1000,0.54))","v":""},{"$f":"IF(OR(H33=\"\",I33=\"\"),\"\",10.666*POWER(計算公式!$B$14,-1.85)*POWER(AC33/1000,-4.87)*POWER(H33/1000,1.85)*1000)","v":""}]
[null,"","","","",24,null,null,null,null,null,null,null,null,null,null,null,null,null,null,null,null,null,null,null,null,null,null,{"$f":"IF(I34=\"\",\"\",VLOOKUP(I34,内径設定!$B$4:$C$26,2,FALSE))","v":""},{"$f":"IF(AC34=\"\",\"\",IF(OR(AND(AC34>計算公式!$B$9,計算公式!$D$9=\"超\"),AND(AC34>=計算公式!$B$9,計算公式!$D$9=\"以上\")),\"H\",\"W\"))","v":""},"","","",{"$f":"IF(OR(I34=\"\",L34=\"\"),\"\",ROUND(VLOOKUP(I34,直管換算!$B$4:$Q$26,2,FALSE)*L34,2))","v":""},{"$f":"IF(OR(I34=\"\",M34=\"\"),\"\",ROUND(VLOOKUP(I34,直管換算!$B$4:$Q$26,3,FALSE)*M34,2))","v":""},{"$f":"IF(OR(I34=\"\",N34=\"\"),\"\",ROUND(VLOOKUP(I34,直管換算!$B$4:$Q$26,4,FALSE)*N34,2))","v":""},{"$f":"IF(OR(I34=\"\",O34=\"\"),\"\",ROUND(VLOOKUP(I34,直管換算!$B$4:$Q$26,5,FALSE)*O34,2))","v":""},{"$f":"IF(OR(I34=\"\",P34=\"\"),\"\",ROUND(VLOOKUP(I34,直管換算!$B$4:$Q$26,6,FALSE)*P34,2))","v":""},{"$f":"IF(OR(I34=\"\",Q34=\"\"),\"\",ROUND(VLOOKUP(I34,直管換算!$B$4:$Q$26,7,FALSE)*Q34,2))","v":""},{"$f":"IF(OR(I34=\"\",R34=\"\"),\"\",ROUND(VLOOKUP(I34,直管換算!$B$4:$Q$26,8,FALSE)*R34,2))","v":""},{"$f":"IF(OR(I34=\"\",S34=\"\"),\"\",ROUND(VLOOKUP(I34,直管換算!$B$4:$Q$26,9,FALSE)*S34,2))","v":""},{"$f":"IF(OR(I34=\"\",T34=\"\"),\"\",ROUND(VLOOKUP(I34,直管換算!$B$4:$Q$26,10,FALSE)*T34,2))","v":""},{"$f":"IF(OR(I34=\"\",U34=\"\"),\"\",ROUND(VLOOKUP(I34,直管換算!$B$4:$Q$26,11,FALSE)*U34,2))","v":""},{"$f":"IF(OR(I34=\"\",V34=\"\"),\"\",ROUND(VLOOKUP(I34,直管換算!$B$4:$Q$26,12,FALSE)*V34,2))","v":""},{"$f":"IF(OR(I34=\"\",W34=\"\"),\"\",ROUND(VLOOKUP(I34,直管換算!$B$4:$Q$26,13,FALSE)*W34,2))","v":""},{"$f":"IF(OR(I34=\"\",X34=\"\"),\"\",ROUND(VLOOKUP(I34,直管換算!$B$4:$Q$26,14,FALSE)*X34,2))","v":""},{"$f":"IF(OR(I34=\"\",Y34=\"\"),\"\",ROUND(VLOOKUP(I34,直管換算!$B$4:$Q$26,15,FALSE)*Y34,2))","v":""},{"$f":"IF(OR(I34=\"\",Z34=\"\"),\"\",ROUND(VLOOKUP(I34,直管換算!$B$4:$Q$26,16,FALSE)*Z34,2))","v":""},"",null,"空","","",{"$f":"IF(OR(H34=\"\",I34=\"\"),\"\",0.35464*計算公式!$B$14*POWER(AC34/1000,0.63)*POWER(BC34/1000,0.54))","v":""},{"$f":"IF(OR(H34=\"\",I34=\"\"),\"\",10.666*POWER(計算公式!$B$14,-1.85)*POWER(AC34/1000,-4.87)*POWER(H34/1000,1.85)*1000)","v":""}]
[null,"","","","",25,null,null,null,null,null,null,null,null,null,null,null,null,null,null,null,null,null,null,null,null,null,null,{"$f":"IF(I35=\"\",\"\",VLOOKUP(I35,内径設定!$B$4:$C$26,2,FALSE))","v":""},{"$f":"IF(AC35=\"\",\"\",IF(OR(AND(AC35>計算公式!$B$9,計算公式!$D$9=\"超\"),AND(AC35>=計算公式!$B$9,計算公式!$D$9=\"以上\")),\"H\",\"W\"))","v":""},"","","",{"$f":"IF(OR(I35=\"\",L35=\"\"),\"\",ROUND(VLOOKUP(I35,直管換算!$B$4:$Q$26,2,FALSE)*L35,2))","v":""},{"$f":"IF(OR(I35=\"\",M35=\"\"),\"\",ROUND(VLOOKUP(I35,直管換算!$B$4:$Q$26,3,FALSE)*M35,2))","v":""},{"$f":"IF(OR(I35=\"\",N35=\"\"),\"\",ROUND(VLOOKUP(I35,直管換算!$B$4:$Q$26,4,FALSE)*N35,2))","v":""},{"$f":"IF(OR(I35=\"\",O35=\"\"),\"\",ROUND(VLOOKUP(I35,直管換算!$B$4:$Q$26,5,FALSE)*O35,2))","v":""},{"$f":"IF(OR(I35=\"\",P35=\"\"),\"\",ROUND(VLOOKUP(I35,直管換算!$B$4:$Q$26,6,FALSE)*P35,2))","v":""},{"$f":"IF(OR(I35=\"\",Q35=\"\"),\"\",ROUND(VLOOKUP(I35,直管換算!$B$4:$Q$26,7,FALSE)*Q35,2))","v":""},{"$f":"IF(OR(I35=\"\",R35=\"\"),\"\",ROUND(VLOOKUP(I35,直管換算!$B$4:$Q$26,8,FALSE)*R35,2))","v":""},{"$f":"IF(OR(I35=\"\",S35=\"\"),\"\",ROUND(VLOOKUP(I35,直管換算!$B$4:$Q$26,9,FALSE)*S35,2))","v":""},{"$f":"IF(OR(I35=\"\",T35=\"\"),\"\",ROUND(VLOOKUP(I35,直管換算!$B$4:$Q$26,10,FALSE)*T35,2))","v":""},{"$f":"IF(OR(I35=\"\",U35=\"\"),\"\",ROUND(VLOOKUP(I35,直管換算!$B$4:$Q$26,11,FALSE)*U35,2))","v":""},{"$f":"IF(OR(I35=\"\",V35=\"\"),\"\",ROUND(VLOOKUP(I35,直管換算!$B$4:$Q$26,12,FALSE)*V35,2))","v":""},{"$f":"IF(OR(I35=\"\",W35=\"\"),\"\",ROUND(VLOOKUP(I35,直管換算!$B$4:$Q$26,13,FALSE)*W35,2))","v":""},{"$f":"IF(OR(I35=\"\",X35=\"\"),\"\",ROUND(VLOOKUP(I35,直管換算!$B$4:$Q$26,14,FALSE)*X35,2))","v":""},{"$f":"IF(OR(I35=\"\",Y35=\"\"),\"\",ROUND(VLOOKUP(I35,直管換算!$B$4:$Q$26,15,FALSE)*Y35,2))","v":""},{"$f":"IF(OR(I35=\"\",Z35=\"\"),\"\",ROUND(VLOOKUP(I35,直管換算!$B$4:$Q$26,16,FALSE)*Z35,2))","v":""},"",null,"空","","",{"$f":"IF(OR(H35=\"\",I35=\"\"),\"\",0.35464*計算公式!$B$14*POWER(AC35/1000,0.63)*POWER(BC35/1000,0.54))","v":""},{"$f":"IF(OR(H35=\"\",I35=\"\"),\"\",10.666*POWER(計算公式!$B$14,-1.85)*POWER(AC35/1000,-4.87)*POWER(H35/1000,1.85)*1000)","v":""}]
[null,"","","","",26,null,null,null,null,null,null,null,null,null,null,null,null,null,null,null,null,null,null,null,null,null,null,{"$f":"IF(I36=\"\",\"\",VLOOKUP(I36,内径設定!$B$4:$C$26,2,FALSE))","v":""},{"$f":"IF(AC36=\"\",\"\",IF(OR(AND(AC36>計算公式!$B$9,計算公式!$D$9=\"超\"),AND(AC36>=計算公式!$B$9,計算公式!$D$9=\"以上\")),\"H\",\"W\"))","v":""},"","","",{"$f":"IF(OR(I36=\"\",L36=\"\"),\"\",ROUND(VLOOKUP(I36,直管換算!$B$4:$Q$26,2,FALSE)*L36,2))","v":""},{"$f":"IF(OR(I36=\"\",M36=\"\"),\"\",ROUND(VLOOKUP(I36,直管換算!$B$4:$Q$26,3,FALSE)*M36,2))","v":""},{"$f":"IF(OR(I36=\"\",N36=\"\"),\"\",ROUND(VLOOKUP(I36,直管換算!$B$4:$Q$26,4,FALSE)*N36,2))","v":""},{"$f":"IF(OR(I36=\"\",O36=\"\"),\"\",ROUND(VLOOKUP(I36,直管換算!$B$4:$Q$26,5,FALSE)*O36,2))","v":""},{"$f":"IF(OR(I36=\"\",P36=\"\"),\"\",ROUND(VLOOKUP(I36,直管換算!$B$4:$Q$26,6,FALSE)*P36,2))","v":""},{"$f":"IF(OR(I36=\"\",Q36=\"\"),\"\",ROUND(VLOOKUP(I36,直管換算!$B$4:$Q$26,7,FALSE)*Q36,2))","v":""},{"$f":"IF(OR(I36=\"\",R36=\"\"),\"\",ROUND(VLOOKUP(I36,直管換算!$B$4:$Q$26,8,FALSE)*R36,2))","v":""},{"$f":"IF(OR(I36=\"\",S36=\"\"),\"\",ROUND(VLOOKUP(I36,直管換算!$B$4:$Q$26,9,FALSE)*S36,2))","v":""},{"$f":"IF(OR(I36=\"\",T36=\"\"),\"\",ROUND(VLOOKUP(I36,直管換算!$B$4:$Q$26,10,FALSE)*T36,2))","v":""},{"$f":"IF(OR(I36=\"\",U36=\"\"),\"\",ROUND(VLOOKUP(I36,直管換算!$B$4:$Q$26,11,FALSE)*U36,2))","v":""},{"$f":"IF(OR(I36=\"\",V36=\"\"),\"\",ROUND(VLOOKUP(I36,直管換算!$B$4:$Q$26,12,FALSE)*V36,2))","v":""},{"$f":"IF(OR(I36=\"\",W36=\"\"),\"\",ROUND(VLOOKUP(I36,直管換算!$B$4:$Q$26,13,FALSE)*W36,2))","v":""},{"$f":"IF(OR(I36=\"\",X36=\"\"),\"\",ROUND(VLOOKUP(I36,直管換算!$B$4:$Q$26,14,FALSE)*X36,2))","v":""},{"$f":"IF(OR(I36=\"\",Y36=\"\"),\"\",ROUND(VLOOKUP(I36,直管換算!$B$4:$Q$26,15,FALSE)*Y36,2))","v":""},{"$f":"IF(OR(I36=\"\",Z36=\"\"),\"\",ROUND(VLOOKUP(I36,直管換算!$B$4:$Q$26,16,FALSE)*Z36,2))","v":""},"",null,"空","","",{"$f":"IF(OR(H36=\"\",I36=\"\"),\"\",0.35464*計算公式!$B$14*POWER(AC36/1000,0.63)*POWER(BC36/1000,0.54))","v":""},{"$f":"IF(OR(H36=\"\",I36=\"\"),\"\",10.666*POWER(計算公式!$B$14,-1.85)*POWER(AC36/1000,-4.87)*POWER(H36/1000,1.85)*1000)","v":""}]
[null,"","","","",27,null,null,null,null,null,null,null,null,null,null,null,null,null,null,null,null,null,null,null,null,null,null,{"$f":"IF(I37=\"\",\"\",VLOOKUP(I37,内径設定!$B$4:$C$26,2,FALSE))","v":""},{"$f":"IF(AC37=\"\",\"\",IF(OR(AND(AC37>計算公式!$B$9,計算公式!$D$9=\"超\"),AND(AC37>=計算公式!$B$9,計算公式!$D$9=\"以上\")),\"H\",\"W\"))","v":""},"","","",{"$f":"IF(OR(I37=\"\",L37=\"\"),\"\",ROUND(VLOOKUP(I37,直管換算!$B$4:$Q$26,2,FALSE)*L37,2))","v":""},{"$f":"IF(OR(I37=\"\",M37=\"\"),\"\",ROUND(VLOOKUP(I37,直管換算!$B$4:$Q$26,3,FALSE)*M37,2))","v":""},{"$f":"IF(OR(I37=\"\",N37=\"\"),\"\",ROUND(VLOOKUP(I37,直管換算!$B$4:$Q$26,4,FALSE)*N37,2))","v":""},{"$f":"IF(OR(I37=\"\",O37=\"\"),\"\",ROUND(VLOOKUP(I37,直管換算!$B$4:$Q$26,5,FALSE)*O37,2))","v":""},{"$f":"IF(OR(I37=\"\",P37=\"\"),\"\",ROUND(VLOOKUP(I37,直管換算!$B$4:$Q$26,6,FALSE)*P37,2))","v":""},{"$f":"IF(OR(I37=\"\",Q37=\"\"),\"\",ROUND(VLOOKUP(I37,直管換算!$B$4:$Q$26,7,FALSE)*Q37,2))","v":""},{"$f":"IF(OR(I37=\"\",R37=\"\"),\"\",ROUND(VLOOKUP(I37,直管換算!$B$4:$Q$26,8,FALSE)*R37,2))","v":""},{"$f":"IF(OR(I37=\"\",S37=\"\"),\"\",ROUND(VLOOKUP(I37,直管換算!$B$4:$Q$26,9,FALSE)*S37,2))","v":""},{"$f":"IF(OR(I37=\"\",T37=\"\"),\"\",ROUND(VLOOKUP(I37,直管換算!$B$4:$Q$26,10,FALSE)*T37,2))","v":""},{"$f":"IF(OR(I37=\"\",U37=\"\"),\"\",ROUND(VLOOKUP(I37,直管換算!$B$4:$Q$26,11,FALSE)*U37,2))","v":""},{"$f":"IF(OR(I37=\"\",V37=\"\"),\"\",ROUND(VLOOKUP(I37,直管換算!$B$4:$Q$26,12,FALSE)*V37,2))","v":""},{"$f":"IF(OR(I37=\"\",W37=\"\"),\"\",ROUND(VLOOKUP(I37,直管換算!$B$4:$Q$26,13,FALSE)*W37,2))","v":""},{"$f":"IF(OR(I37=\"\",X37=\"\"),\"\",ROUND(VLOOKUP(I37,直管換算!$B$4:$Q$26,14,FALSE)*X37,2))","v":""},{"$f":"IF(OR(I37=\"\",Y37=\"\"),\"\",ROUND(VLOOKUP(I37,直管換算!$B$4:$Q$26,15,FALSE)*Y37,2))","v":""},{"$f":"IF(OR(I37=\"\",Z37=\"\"),\"\",ROUND(VLOOKUP(I37,直管換算!$B$4:$Q$26,16,FALSE)*Z37,2))","v":""},"",null,"空","","",{"$f":"IF(OR(H37=\"\",I37=\"\"),\"\",0.35464*計算公式!$B$14*POWER(AC37/1000,0.63)*POWER(BC37/1000,0.54))","v":""},{"$f":"IF(OR(H37=\"\",I37=\"\"),\"\",10.666*POWER(計算公式!$B$14,-1.85)*POWER(AC37/1000,-4.87)*POWER(H37/1000,1.85)*1000)","v":""}]
[null,"","","","",28,null,null,null,null,null,null,null,null,null,null,null,null,null,null,null,null,null,null,null,null,null,null,{"$f":"IF(I38=\"\",\"\",VLOOKUP(I38,内径設定!$B$4:$C$26,2,FALSE))","v":""},{"$f":"IF(AC38=\"\",\"\",IF(OR(AND(AC38>計算公式!$B$9,計算公式!$D$9=\"超\"),AND(AC38>=計算公式!$B$9,計算公式!$D$9=\"以上\")),\"H\",\"W\"))","v":""},"","","",{"$f":"IF(OR(I38=\"\",L38=\"\"),\"\",ROUND(VLOOKUP(I38,直管換算!$B$4:$Q$26,2,FALSE)*L38,2))","v":""},{"$f":"IF(OR(I38=\"\",M38=\"\"),\"\",ROUND(VLOOKUP(I38,直管換算!$B$4:$Q$26,3,FALSE)*M38,2))","v":""},{"$f":"IF(OR(I38=\"\",N38=\"\"),\"\",ROUND(VLOOKUP(I38,直管換算!$B$4:$Q$26,4,FALSE)*N38,2))","v":""},{"$f":"IF(OR(I38=\"\",O38=\"\"),\"\",ROUND(VLOOKUP(I38,直管換算!$B$4:$Q$26,5,FALSE)*O38,2))","v":""},{"$f":"IF(OR(I38=\"\",P38=\"\"),\"\",ROUND(VLOOKUP(I38,直管換算!$B$4:$Q$26,6,FALSE)*P38,2))","v":""},{"$f":"IF(OR(I38=\"\",Q38=\"\"),\"\",ROUND(VLOOKUP(I38,直管換算!$B$4:$Q$26,7,FALSE)*Q38,2))","v":""},{"$f":"IF(OR(I38=\"\",R38=\"\"),\"\",ROUND(VLOOKUP(I38,直管換算!$B$4:$Q$26,8,FALSE)*R38,2))","v":""},{"$f":"IF(OR(I38=\"\",S38=\"\"),\"\",ROUND(VLOOKUP(I38,直管換算!$B$4:$Q$26,9,FALSE)*S38,2))","v":""},{"$f":"IF(OR(I38=\"\",T38=\"\"),\"\",ROUND(VLOOKUP(I38,直管換算!$B$4:$Q$26,10,FALSE)*T38,2))","v":""},{"$f":"IF(OR(I38=\"\",U38=\"\"),\"\",ROUND(VLOOKUP(I38,直管換算!$B$4:$Q$26,11,FALSE)*U38,2))","v":""},{"$f":"IF(OR(I38=\"\",V38=\"\"),\"\",ROUND(VLOOKUP(I38,直管換算!$B$4:$Q$26,12,FALSE)*V38,2))","v":""},{"$f":"IF(OR(I38=\"\",W38=\"\"),\"\",ROUND(VLOOKUP(I38,直管換算!$B$4:$Q$26,13,FALSE)*W38,2))","v":""},{"$f":"IF(OR(I38=\"\",X38=\"\"),\"\",ROUND(VLOOKUP(I38,直管換算!$B$4:$Q$26,14,FALSE)*X38,2))","v":""},{"$f":"IF(OR(I38=\"\",Y38=\"\"),\"\",ROUND(VLOOKUP(I38,直管換算!$B$4:$Q$26,15,FALSE)*Y38,2))","v":""},{"$f":"IF(OR(I38=\"\",Z38=\"\"),\"\",ROUND(VLOOKUP(I38,直管換算!$B$4:$Q$26,16,FALSE)*Z38,2))","v":""},"",null,"空","","",{"$f":"IF(OR(H38=\"\",I38=\"\"),\"\",0.35464*計算公式!$B$14*POWER(AC38/1000,0.63)*POWER(BC38/1000,0.54))","v":""},{"$f":"IF(OR(H38=\"\",I38=\"\"),\"\",10.666*POWER(計算公式!$B$14,-1.85)*POWER(AC38/1000,-4.87)*POWER(H38/1000,1.85)*1000)","v":""}]
[null,"","","","",29,null,null,null,null,null,null,null,null,null,null,null,null,null,null,null,null,null,null,null,null,null,null,{"$f":"IF(I39=\"\",\"\",VLOOKUP(I39,内径設定!$B$4:$C$26,2,FALSE))","v":""},{"$f":"IF(AC39=\"\",\"\",IF(OR(AND(AC39>計算公式!$B$9,計算公式!$D$9=\"超\"),AND(AC39>=計算公式!$B$9,計算公式!$D$9=\"以上\")),\"H\",\"W\"))","v":""},"","","",{"$f":"IF(OR(I39=\"\",L39=\"\"),\"\",ROUND(VLOOKUP(I39,直管換算!$B$4:$Q$26,2,FALSE)*L39,2))","v":""},{"$f":"IF(OR(I39=\"\",M39=\"\"),\"\",ROUND(VLOOKUP(I39,直管換算!$B$4:$Q$26,3,FALSE)*M39,2))","v":""},{"$f":"IF(OR(I39=\"\",N39=\"\"),\"\",ROUND(VLOOKUP(I39,直管換算!$B$4:$Q$26,4,FALSE)*N39,2))","v":""},{"$f":"IF(OR(I39=\"\",O39=\"\"),\"\",ROUND(VLOOKUP(I39,直管換算!$B$4:$Q$26,5,FALSE)*O39,2))","v":""},{"$f":"IF(OR(I39=\"\",P39=\"\"),\"\",ROUND(VLOOKUP(I39,直管換算!$B$4:$Q$26,6,FALSE)*P39,2))","v":""},{"$f":"IF(OR(I39=\"\",Q39=\"\"),\"\",ROUND(VLOOKUP(I39,直管換算!$B$4:$Q$26,7,FALSE)*Q39,2))","v":""},{"$f":"IF(OR(I39=\"\",R39=\"\"),\"\",ROUND(VLOOKUP(I39,直管換算!$B$4:$Q$26,8,FALSE)*R39,2))","v":""},{"$f":"IF(OR(I39=\"\",S39=\"\"),\"\",ROUND(VLOOKUP(I39,直管換算!$B$4:$Q$26,9,FALSE)*S39,2))","v":""},{"$f":"IF(OR(I39=\"\",T39=\"\"),\"\",ROUND(VLOOKUP(I39,直管換算!$B$4:$Q$26,10,FALSE)*T39,2))","v":""},{"$f":"IF(OR(I39=\"\",U39=\"\"),\"\",ROUND(VLOOKUP(I39,直管換算!$B$4:$Q$26,11,FALSE)*U39,2))","v":""},{"$f":"IF(OR(I39=\"\",V39=\"\"),\"\",ROUND(VLOOKUP(I39,直管換算!$B$4:$Q$26,12,FALSE)*V39,2))","v":""},{"$f":"IF(OR(I39=\"\",W39=\"\"),\"\",ROUND(VLOOKUP(I39,直管換算!$B$4:$Q$26,13,FALSE)*W39,2))","v":""},{"$f":"IF(OR(I39=\"\",X39=\"\"),\"\",ROUND(VLOOKUP(I39,直管換算!$B$4:$Q$26,14,FALSE)*X39,2))","v":""},{"$f":"IF(OR(I39=\"\",Y39=\"\"),\"\",ROUND(VLOOKUP(I39,直管換算!$B$4:$Q$26,15,FALSE)*Y39,2))","v":""},{"$f":"IF(OR(I39=\"\",Z39=\"\"),\"\",ROUND(VLOOKUP(I39,直管換算!$B$4:$Q$26,16,FALSE)*Z39,2))","v":""},"",null,"空","","",{"$f":"IF(OR(H39=\"\",I39=\"\"),\"\",0.35464*計算公式!$B$14*POWER(AC39/1000,0.63)*POWER(BC39/1000,0.54))","v":""},{"$f":"IF(OR(H39=\"\",I39=\"\"),\"\",10.666*POWER(計算公式!$B$14,-1.85)*POWER(AC39/1000,-4.87)*POWER(H39/1000,1.85)*1000)","v":""}]
[null,"","","","",30,null,null,null,null,null,null,null,null,null,null,null,null,null,null,null,null,null,null,null,null,null,null,{"$f":"IF(I40=\"\",\"\",VLOOKUP(I40,内径設定!$B$4:$C$26,2,FALSE))","v":""},{"$f":"IF(AC40=\"\",\"\",IF(OR(AND(AC40>計算公式!$B$9,計算公式!$D$9=\"超\"),AND(AC40>=計算公式!$B$9,計算公式!$D$9=\"以上\")),\"H\",\"W\"))","v":""},"","","",{"$f":"IF(OR(I40=\"\",L40=\"\"),\"\",ROUND(VLOOKUP(I40,直管換算!$B$4:$Q$26,2,FALSE)*L40,2))","v":""},{"$f":"IF(OR(I40=\"\",M40=\"\"),\"\",ROUND(VLOOKUP(I40,直管換算!$B$4:$Q$26,3,FALSE)*M40,2))","v":""},{"$f":"IF(OR(I40=\"\",N40=\"\"),\"\",ROUND(VLOOKUP(I40,直管換算!$B$4:$Q$26,4,FALSE)*N40,2))","v":""},{"$f":"IF(OR(I40=\"\",O40=\"\"),\"\",ROUND(VLOOKUP(I40,直管換算!$B$4:$Q$26,5,FALSE)*O40,2))","v":""},{"$f":"IF(OR(I40=\"\",P40=\"\"),\"\",ROUND(VLOOKUP(I40,直管換算!$B$4:$Q$26,6,FALSE)*P40,2))","v":""},{"$f":"IF(OR(I40=\"\",Q40=\"\"),\"\",ROUND(VLOOKUP(I40,直管換算!$B$4:$Q$26,7,FALSE)*Q40,2))","v":""},{"$f":"IF(OR(I40=\"\",R40=\"\"),\"\",ROUND(VLOOKUP(I40,直管換算!$B$4:$Q$26,8,FALSE)*R40,2))","v":""},{"$f":"IF(OR(I40=\"\",S40=\"\"),\"\",ROUND(VLOOKUP(I40,直管換算!$B$4:$Q$26,9,FALSE)*S40,2))","v":""},{"$f":"IF(OR(I40=\"\",T40=\"\"),\"\",ROUND(VLOOKUP(I40,直管換算!$B$4:$Q$26,10,FALSE)*T40,2))","v":""},{"$f":"IF(OR(I40=\"\",U40=\"\"),\"\",ROUND(VLOOKUP(I40,直管換算!$B$4:$Q$26,11,FALSE)*U40,2))","v":""},{"$f":"IF(OR(I40=\"\",V40=\"\"),\"\",ROUND(VLOOKUP(I40,直管換算!$B$4:$Q$26,12,FALSE)*V40,2))","v":""},{"$f":"IF(OR(I40=\"\",W40=\"\"),\"\",ROUND(VLOOKUP(I40,直管換算!$B$4:$Q$26,13,FALSE)*W40,2))","v":""},{"$f":"IF(OR(I40=\"\",X40=\"\"),\"\",ROUND(VLOOKUP(I40,直管換算!$B$4:$Q$26,14,FALSE)*X40,2))","v":""},{"$f":"IF(OR(I40=\"\",Y40=\"\"),\"\",ROUND(VLOOKUP(I40,直管換算!$B$4:$Q$26,15,FALSE)*Y40,2))","v":""},{"$f":"IF(OR(I40=\"\",Z40=\"\"),\"\",ROUND(VLOOKUP(I40,直管換算!$B$4:$Q$26,16,FALSE)*Z40,2))","v":""},"",null,"空","","",{"$f":"IF(OR(H40=\"\",I40=\"\"),\"\",0.35464*計算公式!$B$14*POWER(AC40/1000,0.63)*POWER(BC40/1000,0.54))","v":""},{"$f":"IF(OR(H40=\"\",I40=\"\"),\"\",10.666*POWER(計算公式!$B$14,-1.85)*POWER(AC40/1000,-4.87)*POWER(H40/1000,1.85)*1000)","v":""}]
[null,"","","","",31,null,null,null,null,null,null,null,null,null,null,null,null,null,null,null,null,null,null,null,null,null,null,{"$f":"IF(I41=\"\",\"\",VLOOKUP(I41,内径設定!$B$4:$C$26,2,FALSE))","v":""},{"$f":"IF(AC41=\"\",\"\",IF(OR(AND(AC41>計算公式!$B$9,計算公式!$D$9=\"超\"),AND(AC41>=計算公式!$B$9,計算公式!$D$9=\"以上\")),\"H\",\"W\"))","v":""},"","","",{"$f":"IF(OR(I41=\"\",L41=\"\"),\"\",ROUND(VLOOKUP(I41,直管換算!$B$4:$Q$26,2,FALSE)*L41,2))","v":""},{"$f":"IF(OR(I41=\"\",M41=\"\"),\"\",ROUND(VLOOKUP(I41,直管換算!$B$4:$Q$26,3,FALSE)*M41,2))","v":""},{"$f":"IF(OR(I41=\"\",N41=\"\"),\"\",ROUND(VLOOKUP(I41,直管換算!$B$4:$Q$26,4,FALSE)*N41,2))","v":""},{"$f":"IF(OR(I41=\"\",O41=\"\"),\"\",ROUND(VLOOKUP(I41,直管換算!$B$4:$Q$26,5,FALSE)*O41,2))","v":""},{"$f":"IF(OR(I41=\"\",P41=\"\"),\"\",ROUND(VLOOKUP(I41,直管換算!$B$4:$Q$26,6,FALSE)*P41,2))","v":""},{"$f":"IF(OR(I41=\"\",Q41=\"\"),\"\",ROUND(VLOOKUP(I41,直管換算!$B$4:$Q$26,7,FALSE)*Q41,2))","v":""},{"$f":"IF(OR(I41=\"\",R41=\"\"),\"\",ROUND(VLOOKUP(I41,直管換算!$B$4:$Q$26,8,FALSE)*R41,2))","v":""},{"$f":"IF(OR(I41=\"\",S41=\"\"),\"\",ROUND(VLOOKUP(I41,直管換算!$B$4:$Q$26,9,FALSE)*S41,2))","v":""},{"$f":"IF(OR(I41=\"\",T41=\"\"),\"\",ROUND(VLOOKUP(I41,直管換算!$B$4:$Q$26,10,FALSE)*T41,2))","v":""},{"$f":"IF(OR(I41=\"\",U41=\"\"),\"\",ROUND(VLOOKUP(I41,直管換算!$B$4:$Q$26,11,FALSE)*U41,2))","v":""},{"$f":"IF(OR(I41=\"\",V41=\"\"),\"\",ROUND(VLOOKUP(I41,直管換算!$B$4:$Q$26,12,FALSE)*V41,2))","v":""},{"$f":"IF(OR(I41=\"\",W41=\"\"),\"\",ROUND(VLOOKUP(I41,直管換算!$B$4:$Q$26,13,FALSE)*W41,2))","v":""},{"$f":"IF(OR(I41=\"\",X41=\"\"),\"\",ROUND(VLOOKUP(I41,直管換算!$B$4:$Q$26,14,FALSE)*X41,2))","v":""},{"$f":"IF(OR(I41=\"\",Y41=\"\"),\"\",ROUND(VLOOKUP(I41,直管換算!$B$4:$Q$26,15,FALSE)*Y41,2))","v":""},{"$f":"IF(OR(I41=\"\",Z41=\"\"),\"\",ROUND(VLOOKUP(I41,直管換算!$B$4:$Q$26,16,FALSE)*Z41,2))","v":""},"",null,"空","","",{"$f":"IF(OR(H41=\"\",I41=\"\"),\"\",0.35464*計算公式!$B$14*POWER(AC41/1000,0.63)*POWER(BC41/1000,0.54))","v":""},{"$f":"IF(OR(H41=\"\",I41=\"\"),\"\",10.666*POWER(計算公式!$B$14,-1.85)*POWER(AC41/1000,-4.87)*POWER(H41/1000,1.85)*1000)","v":""}]
[null,"","","","",32,null,null,null,null,null,null,null,null,null,null,null,null,null,null,null,null,null,null,null,null,null,null,{"$f":"IF(I42=\"\",\"\",VLOOKUP(I42,内径設定!$B$4:$C$26,2,FALSE))","v":""},{"$f":"IF(AC42=\"\",\"\",IF(OR(AND(AC42>計算公式!$B$9,計算公式!$D$9=\"超\"),AND(AC42>=計算公式!$B$9,計算公式!$D$9=\"以上\")),\"H\",\"W\"))","v":""},"","","",{"$f":"IF(OR(I42=\"\",L42=\"\"),\"\",ROUND(VLOOKUP(I42,直管換算!$B$4:$Q$26,2,FALSE)*L42,2))","v":""},{"$f":"IF(OR(I42=\"\",M42=\"\"),\"\",ROUND(VLOOKUP(I42,直管換算!$B$4:$Q$26,3,FALSE)*M42,2))","v":""},{"$f":"IF(OR(I42=\"\",N42=\"\"),\"\",ROUND(VLOOKUP(I42,直管換算!$B$4:$Q$26,4,FALSE)*N42,2))","v":""},{"$f":"IF(OR(I42=\"\",O42=\"\"),\"\",ROUND(VLOOKUP(I42,直管換算!$B$4:$Q$26,5,FALSE)*O42,2))","v":""},{"$f":"IF(OR(I42=\"\",P42=\"\"),\"\",ROUND(VLOOKUP(I42,直管換算!$B$4:$Q$26,6,FALSE)*P42,2))","v":""},{"$f":"IF(OR(I42=\"\",Q42=\"\"),\"\",ROUND(VLOOKUP(I42,直管換算!$B$4:$Q$26,7,FALSE)*Q42,2))","v":""},{"$f":"IF(OR(I42=\"\",R42=\"\"),\"\",ROUND(VLOOKUP(I42,直管換算!$B$4:$Q$26,8,FALSE)*R42,2))","v":""},{"$f":"IF(OR(I42=\"\",S42=\"\"),\"\",ROUND(VLOOKUP(I42,直管換算!$B$4:$Q$26,9,FALSE)*S42,2))","v":""},{"$f":"IF(OR(I42=\"\",T42=\"\"),\"\",ROUND(VLOOKUP(I42,直管換算!$B$4:$Q$26,10,FALSE)*T42,2))","v":""},{"$f":"IF(OR(I42=\"\",U42=\"\"),\"\",ROUND(VLOOKUP(I42,直管換算!$B$4:$Q$26,11,FALSE)*U42,2))","v":""},{"$f":"IF(OR(I42=\"\",V42=\"\"),\"\",ROUND(VLOOKUP(I42,直管換算!$B$4:$Q$26,12,FALSE)*V42,2))","v":""},{"$f":"IF(OR(I42=\"\",W42=\"\"),\"\",ROUND(VLOOKUP(I42,直管換算!$B$4:$Q$26,13,FALSE)*W42,2))","v":""},{"$f":"IF(OR(I42=\"\",X42=\"\"),\"\",ROUND(VLOOKUP(I42,直管換算!$B$4:$Q$26,14,FALSE)*X42,2))","v":""},{"$f":"IF(OR(I42=\"\",Y42=\"\"),\"\",ROUND(VLOOKUP(I42,直管換算!$B$4:$Q$26,15,FALSE)*Y42,2))","v":""},{"$f":"IF(OR(I42=\"\",Z42=\"\"),\"\",ROUND(VLOOKUP(I42,直管換算!$B$4:$Q$26,16,FALSE)*Z42,2))","v":""},"",null,"空","","",{"$f":"IF(OR(H42=\"\",I42=\"\"),\"\",0.35464*計算公式!$B$14*POWER(AC42/1000,0.63)*POWER(BC42/1000,0.54))","v":""},{"$f":"IF(OR(H42=\"\",I42=\"\"),\"\",10.666*POWER(計算公式!$B$14,-1.85)*POWER(AC42/1000,-4.87)*POWER(H42/1000,1.85)*1000)","v":""}]
[null,"","","","",33,null,null,null,null,null,null,null,null,null,null,null,null,null,null,null,null,null,null,null,null,null,null,{"$f":"IF(I43=\"\",\"\",VLOOKUP(I43,内径設定!$B$4:$C$26,2,FALSE))","v":""},{"$f":"IF(AC43=\"\",\"\",IF(OR(AND(AC43>計算公式!$B$9,計算公式!$D$9=\"超\"),AND(AC43>=計算公式!$B$9,計算公式!$D$9=\"以上\")),\"H\",\"W\"))","v":""},"","","",{"$f":"IF(OR(I43=\"\",L43=\"\"),\"\",ROUND(VLOOKUP(I43,直管換算!$B$4:$Q$26,2,FALSE)*L43,2))","v":""},{"$f":"IF(OR(I43=\"\",M43=\"\"),\"\",ROUND(VLOOKUP(I43,直管換算!$B$4:$Q$26,3,FALSE)*M43,2))","v":""},{"$f":"IF(OR(I43=\"\",N43=\"\"),\"\",ROUND(VLOOKUP(I43,直管換算!$B$4:$Q$26,4,FALSE)*N43,2))","v":""},{"$f":"IF(OR(I43=\"\",O43=\"\"),\"\",ROUND(VLOOKUP(I43,直管換算!$B$4:$Q$26,5,FALSE)*O43,2))","v":""},{"$f":"IF(OR(I43=\"\",P43=\"\"),\"\",ROUND(VLOOKUP(I43,直管換算!$B$4:$Q$26,6,FALSE)*P43,2))","v":""},{"$f":"IF(OR(I43=\"\",Q43=\"\"),\"\",ROUND(VLOOKUP(I43,直管換算!$B$4:$Q$26,7,FALSE)*Q43,2))","v":""},{"$f":"IF(OR(I43=\"\",R43=\"\"),\"\",ROUND(VLOOKUP(I43,直管換算!$B$4:$Q$26,8,FALSE)*R43,2))","v":""},{"$f":"IF(OR(I43=\"\",S43=\"\"),\"\",ROUND(VLOOKUP(I43,直管換算!$B$4:$Q$26,9,FALSE)*S43,2))","v":""},{"$f":"IF(OR(I43=\"\",T43=\"\"),\"\",ROUND(VLOOKUP(I43,直管換算!$B$4:$Q$26,10,FALSE)*T43,2))","v":""},{"$f":"IF(OR(I43=\"\",U43=\"\"),\"\",ROUND(VLOOKUP(I43,直管換算!$B$4:$Q$26,11,FALSE)*U43,2))","v":""},{"$f":"IF(OR(I43=\"\",V43=\"\"),\"\",ROUND(VLOOKUP(I43,直管換算!$B$4:$Q$26,12,FALSE)*V43,2))","v":""},{"$f":"IF(OR(I43=\"\",W43=\"\"),\"\",ROUND(VLOOKUP(I43,直管換算!$B$4:$Q$26,13,FALSE)*W43,2))","v":""},{"$f":"IF(OR(I43=\"\",X43=\"\"),\"\",ROUND(VLOOKUP(I43,直管換算!$B$4:$Q$26,14,FALSE)*X43,2))","v":""},{"$f":"IF(OR(I43=\"\",Y43=\"\"),\"\",ROUND(VLOOKUP(I43,直管換算!$B$4:$Q$26,15,FALSE)*Y43,2))","v":""},{"$f":"IF(OR(I43=\"\",Z43=\"\"),\"\",ROUND(VLOOKUP(I43,直管換算!$B$4:$Q$26,16,FALSE)*Z43,2))","v":""},"",null,"空","","",{"$f":"IF(OR(H43=\"\",I43=\"\"),\"\",0.35464*計算公式!$B$14*POWER(AC43/1000,0.63)*POWER(BC43/1000,0.54))","v":""},{"$f":"IF(OR(H43=\"\",I43=\"\"),\"\",10.666*POWER(計算公式!$B$14,-1.85)*POWER(AC43/1000,-4.87)*POWER(H43/1000,1.85)*1000)","v":""}]
[null,"","","","",34,null,null,null,null,null,null,null,null,null,null,null,null,null,null,null,null,null,null,null,null,null,null,{"$f":"IF(I44=\"\",\"\",VLOOKUP(I44,内径設定!$B$4:$C$26,2,FALSE))","v":""},{"$f":"IF(AC44=\"\",\"\",IF(OR(AND(AC44>計算公式!$B$9,計算公式!$D$9=\"超\"),AND(AC44>=計算公式!$B$9,計算公式!$D$9=\"以上\")),\"H\",\"W\"))","v":""},"","","",{"$f":"IF(OR(I44=\"\",L44=\"\"),\"\",ROUND(VLOOKUP(I44,直管換算!$B$4:$Q$26,2,FALSE)*L44,2))","v":""},{"$f":"IF(OR(I44=\"\",M44=\"\"),\"\",ROUND(VLOOKUP(I44,直管換算!$B$4:$Q$26,3,FALSE)*M44,2))","v":""},{"$f":"IF(OR(I44=\"\",N44=\"\"),\"\",ROUND(VLOOKUP(I44,直管換算!$B$4:$Q$26,4,FALSE)*N44,2))","v":""},{"$f":"IF(OR(I44=\"\",O44=\"\"),\"\",ROUND(VLOOKUP(I44,直管換算!$B$4:$Q$26,5,FALSE)*O44,2))","v":""},{"$f":"IF(OR(I44=\"\",P44=\"\"),\"\",ROUND(VLOOKUP(I44,直管換算!$B$4:$Q$26,6,FALSE)*P44,2))","v":""},{"$f":"IF(OR(I44=\"\",Q44=\"\"),\"\",ROUND(VLOOKUP(I44,直管換算!$B$4:$Q$26,7,FALSE)*Q44,2))","v":""},{"$f":"IF(OR(I44=\"\",R44=\"\"),\"\",ROUND(VLOOKUP(I44,直管換算!$B$4:$Q$26,8,FALSE)*R44,2))","v":""},{"$f":"IF(OR(I44=\"\",S44=\"\"),\"\",ROUND(VLOOKUP(I44,直管換算!$B$4:$Q$26,9,FALSE)*S44,2))","v":""},{"$f":"IF(OR(I44=\"\",T44=\"\"),\"\",ROUND(VLOOKUP(I44,直管換算!$B$4:$Q$26,10,FALSE)*T44,2))","v":""},{"$f":"IF(OR(I44=\"\",U44=\"\"),\"\",ROUND(VLOOKUP(I44,直管換算!$B$4:$Q$26,11,FALSE)*U44,2))","v":""},{"$f":"IF(OR(I44=\"\",V44=\"\"),\"\",ROUND(VLOOKUP(I44,直管換算!$B$4:$Q$26,12,FALSE)*V44,2))","v":""},{"$f":"IF(OR(I44=\"\",W44=\"\"),\"\",ROUND(VLOOKUP(I44,直管換算!$B$4:$Q$26,13,FALSE)*W44,2))","v":""},{"$f":"IF(OR(I44=\"\",X44=\"\"),\"\",ROUND(VLOOKUP(I44,直管換算!$B$4:$Q$26,14,FALSE)*X44,2))","v":""},{"$f":"IF(OR(I44=\"\",Y44=\"\"),\"\",ROUND(VLOOKUP(I44,直管換算!$B$4:$Q$26,15,FALSE)*Y44,2))","v":""},{"$f":"IF(OR(I44=\"\",Z44=\"\"),\"\",ROUND(VLOOKUP(I44,直管換算!$B$4:$Q$26,16,FALSE)*Z44,2))","v":""},"",null,"空","","",{"$f":"IF(OR(H44=\"\",I44=\"\"),\"\",0.35464*計算公式!$B$14*POWER(AC44/1000,0.63)*POWER(BC44/1000,0.54))","v":""},{"$f":"IF(OR(H44=\"\",I44=\"\"),\"\",10.666*POWER(計算公式!$B$14,-1.85)*POWER(AC44/1000,-4.87)*POWER(H44/1000,1.85)*1000)","v":""}]
[null,"","","","",35,null,null,null,null,null,null,null,null,null,null,null,null,null,null,null,null,null,null,null,null,null,null,{"$f":"IF(I45=\"\",\"\",VLOOKUP(I45,内径設定!$B$4:$C$26,2,FALSE))","v":""},{"$f":"IF(AC45=\"\",\"\",IF(OR(AND(AC45>計算公式!$B$9,計算公式!$D$9=\"超\"),AND(AC45>=計算公式!$B$9,計算公式!$D$9=\"以上\")),\"H\",\"W\"))","v":""},"","","",{"$f":"IF(OR(I45=\"\",L45=\"\"),\"\",ROUND(VLOOKUP(I45,直管換算!$B$4:$Q$26,2,FALSE)*L45,2))","v":""},{"$f":"IF(OR(I45=\"\",M45=\"\"),\"\",ROUND(VLOOKUP(I45,直管換算!$B$4:$Q$26,3,FALSE)*M45,2))","v":""},{"$f":"IF(OR(I45=\"\",N45=\"\"),\"\",ROUND(VLOOKUP(I45,直管換算!$B$4:$Q$26,4,FALSE)*N45,2))","v":""},{"$f":"IF(OR(I45=\"\",O45=\"\"),\"\",ROUND(VLOOKUP(I45,直管換算!$B$4:$Q$26,5,FALSE)*O45,2))","v":""},{"$f":"IF(OR(I45=\"\",P45=\"\"),\"\",ROUND(VLOOKUP(I45,直管換算!$B$4:$Q$26,6,FALSE)*P45,2))","v":""},{"$f":"IF(OR(I45=\"\",Q45=\"\"),\"\",ROUND(VLOOKUP(I45,直管換算!$B$4:$Q$26,7,FALSE)*Q45,2))","v":""},{"$f":"IF(OR(I45=\"\",R45=\"\"),\"\",ROUND(VLOOKUP(I45,直管換算!$B$4:$Q$26,8,FALSE)*R45,2))","v":""},{"$f":"IF(OR(I45=\"\",S45=\"\"),\"\",ROUND(VLOOKUP(I45,直管換算!$B$4:$Q$26,9,FALSE)*S45,2))","v":""},{"$f":"IF(OR(I45=\"\",T45=\"\"),\"\",ROUND(VLOOKUP(I45,直管換算!$B$4:$Q$26,10,FALSE)*T45,2))","v":""},{"$f":"IF(OR(I45=\"\",U45=\"\"),\"\",ROUND(VLOOKUP(I45,直管換算!$B$4:$Q$26,11,FALSE)*U45,2))","v":""},{"$f":"IF(OR(I45=\"\",V45=\"\"),\"\",ROUND(VLOOKUP(I45,直管換算!$B$4:$Q$26,12,FALSE)*V45,2))","v":""},{"$f":"IF(OR(I45=\"\",W45=\"\"),\"\",ROUND(VLOOKUP(I45,直管換算!$B$4:$Q$26,13,FALSE)*W45,2))","v":""},{"$f":"IF(OR(I45=\"\",X45=\"\"),\"\",ROUND(VLOOKUP(I45,直管換算!$B$4:$Q$26,14,FALSE)*X45,2))","v":""},{"$f":"IF(OR(I45=\"\",Y45=\"\"),\"\",ROUND(VLOOKUP(I45,直管換算!$B$4:$Q$26,15,FALSE)*Y45,2))","v":""},{"$f":"IF(OR(I45=\"\",Z45=\"\"),\"\",ROUND(VLOOKUP(I45,直管換算!$B$4:$Q$26,16,FALSE)*Z45,2))","v":""},"",null,"空","","",{"$f":"IF(OR(H45=\"\",I45=\"\"),\"\",0.35464*計算公式!$B$14*POWER(AC45/1000,0.63)*POWER(BC45/1000,0.54))","v":""},{"$f":"IF(OR(H45=\"\",I45=\"\"),\"\",10.666*POWER(計算公式!$B$14,-1.85)*POWER(AC45/1000,-4.87)*POWER(H45/1000,1.85)*1000)","v":""}]
[null,"","","","",36,null,null,null,null,null,null,null,null,null,null,null,null,null,null,null,null,null,null,null,null,null,null,{"$f":"IF(I46=\"\",\"\",VLOOKUP(I46,内径設定!$B$4:$C$26,2,FALSE))","v":""},{"$f":"IF(AC46=\"\",\"\",IF(OR(AND(AC46>計算公式!$B$9,計算公式!$D$9=\"超\"),AND(AC46>=計算公式!$B$9,計算公式!$D$9=\"以上\")),\"H\",\"W\"))","v":""},"","","",{"$f":"IF(OR(I46=\"\",L46=\"\"),\"\",ROUND(VLOOKUP(I46,直管換算!$B$4:$Q$26,2,FALSE)*L46,2))","v":""},{"$f":"IF(OR(I46=\"\",M46=\"\"),\"\",ROUND(VLOOKUP(I46,直管換算!$B$4:$Q$26,3,FALSE)*M46,2))","v":""},{"$f":"IF(OR(I46=\"\",N46=\"\"),\"\",ROUND(VLOOKUP(I46,直管換算!$B$4:$Q$26,4,FALSE)*N46,2))","v":""},{"$f":"IF(OR(I46=\"\",O46=\"\"),\"\",ROUND(VLOOKUP(I46,直管換算!$B$4:$Q$26,5,FALSE)*O46,2))","v":""},{"$f":"IF(OR(I46=\"\",P46=\"\"),\"\",ROUND(VLOOKUP(I46,直管換算!$B$4:$Q$26,6,FALSE)*P46,2))","v":""},{"$f":"IF(OR(I46=\"\",Q46=\"\"),\"\",ROUND(VLOOKUP(I46,直管換算!$B$4:$Q$26,7,FALSE)*Q46,2))","v":""},{"$f":"IF(OR(I46=\"\",R46=\"\"),\"\",ROUND(VLOOKUP(I46,直管換算!$B$4:$Q$26,8,FALSE)*R46,2))","v":""},{"$f":"IF(OR(I46=\"\",S46=\"\"),\"\",ROUND(VLOOKUP(I46,直管換算!$B$4:$Q$26,9,FALSE)*S46,2))","v":""},{"$f":"IF(OR(I46=\"\",T46=\"\"),\"\",ROUND(VLOOKUP(I46,直管換算!$B$4:$Q$26,10,FALSE)*T46,2))","v":""},{"$f":"IF(OR(I46=\"\",U46=\"\"),\"\",ROUND(VLOOKUP(I46,直管換算!$B$4:$Q$26,11,FALSE)*U46,2))","v":""},{"$f":"IF(OR(I46=\"\",V46=\"\"),\"\",ROUND(VLOOKUP(I46,直管換算!$B$4:$Q$26,12,FALSE)*V46,2))","v":""},{"$f":"IF(OR(I46=\"\",W46=\"\"),\"\",ROUND(VLOOKUP(I46,直管換算!$B$4:$Q$26,13,FALSE)*W46,2))","v":""},{"$f":"IF(OR(I46=\"\",X46=\"\"),\"\",ROUND(VLOOKUP(I46,直管換算!$B$4:$Q$26,14,FALSE)*X46,2))","v":""},{"$f":"IF(OR(I46=\"\",Y46=\"\"),\"\",ROUND(VLOOKUP(I46,直管換算!$B$4:$Q$26,15,FALSE)*Y46,2))","v":""},{"$f":"IF(OR(I46=\"\",Z46=\"\"),\"\",ROUND(VLOOKUP(I46,直管換算!$B$4:$Q$26,16,FALSE)*Z46,2))","v":""},"",null,"空","","",{"$f":"IF(OR(H46=\"\",I46=\"\"),\"\",0.35464*計算公式!$B$14*POWER(AC46/1000,0.63)*POWER(BC46/1000,0.54))","v":""},{"$f":"IF(OR(H46=\"\",I46=\"\"),\"\",10.666*POWER(計算公式!$B$14,-1.85)*POWER(AC46/1000,-4.87)*POWER(H46/1000,1.85)*1000)","v":""}]
[null,"","","","",37,null,null,null,null,null,null,null,null,null,null,null,null,null,null,null,null,null,null,null,null,null,null,{"$f":"IF(I47=\"\",\"\",VLOOKUP(I47,内径設定!$B$4:$C$26,2,FALSE))","v":""},{"$f":"IF(AC47=\"\",\"\",IF(OR(AND(AC47>計算公式!$B$9,計算公式!$D$9=\"超\"),AND(AC47>=計算公式!$B$9,計算公式!$D$9=\"以上\")),\"H\",\"W\"))","v":""},"","","",{"$f":"IF(OR(I47=\"\",L47=\"\"),\"\",ROUND(VLOOKUP(I47,直管換算!$B$4:$Q$26,2,FALSE)*L47,2))","v":""},{"$f":"IF(OR(I47=\"\",M47=\"\"),\"\",ROUND(VLOOKUP(I47,直管換算!$B$4:$Q$26,3,FALSE)*M47,2))","v":""},{"$f":"IF(OR(I47=\"\",N47=\"\"),\"\",ROUND(VLOOKUP(I47,直管換算!$B$4:$Q$26,4,FALSE)*N47,2))","v":""},{"$f":"IF(OR(I47=\"\",O47=\"\"),\"\",ROUND(VLOOKUP(I47,直管換算!$B$4:$Q$26,5,FALSE)*O47,2))","v":""},{"$f":"IF(OR(I47=\"\",P47=\"\"),\"\",ROUND(VLOOKUP(I47,直管換算!$B$4:$Q$26,6,FALSE)*P47,2))","v":""},{"$f":"IF(OR(I47=\"\",Q47=\"\"),\"\",ROUND(VLOOKUP(I47,直管換算!$B$4:$Q$26,7,FALSE)*Q47,2))","v":""},{"$f":"IF(OR(I47=\"\",R47=\"\"),\"\",ROUND(VLOOKUP(I47,直管換算!$B$4:$Q$26,8,FALSE)*R47,2))","v":""},{"$f":"IF(OR(I47=\"\",S47=\"\"),\"\",ROUND(VLOOKUP(I47,直管換算!$B$4:$Q$26,9,FALSE)*S47,2))","v":""},{"$f":"IF(OR(I47=\"\",T47=\"\"),\"\",ROUND(VLOOKUP(I47,直管換算!$B$4:$Q$26,10,FALSE)*T47,2))","v":""},{"$f":"IF(OR(I47=\"\",U47=\"\"),\"\",ROUND(VLOOKUP(I47,直管換算!$B$4:$Q$26,11,FALSE)*U47,2))","v":""},{"$f":"IF(OR(I47=\"\",V47=\"\"),\"\",ROUND(VLOOKUP(I47,直管換算!$B$4:$Q$26,12,FALSE)*V47,2))","v":""},{"$f":"IF(OR(I47=\"\",W47=\"\"),\"\",ROUND(VLOOKUP(I47,直管換算!$B$4:$Q$26,13,FALSE)*W47,2))","v":""},{"$f":"IF(OR(I47=\"\",X47=\"\"),\"\",ROUND(VLOOKUP(I47,直管換算!$B$4:$Q$26,14,FALSE)*X47,2))","v":""},{"$f":"IF(OR(I47=\"\",Y47=\"\"),\"\",ROUND(VLOOKUP(I47,直管換算!$B$4:$Q$26,15,FALSE)*Y47,2))","v":""},{"$f":"IF(OR(I47=\"\",Z47=\"\"),\"\",ROUND(VLOOKUP(I47,直管換算!$B$4:$Q$26,16,FALSE)*Z47,2))","v":""},"",null,"空","","",{"$f":"IF(OR(H47=\"\",I47=\"\"),\"\",0.35464*計算公式!$B$14*POWER(AC47/1000,0.63)*POWER(BC47/1000,0.54))","v":""},{"$f":"IF(OR(H47=\"\",I47=\"\"),\"\",10.666*POWER(計算公式!$B$14,-1.85)*POWER(AC47/1000,-4.87)*POWER(H47/1000,1.85)*1000)","v":""}]
[null,"","","","",38,null,null,null,null,null,null,null,null,null,null,null,null,null,null,null,null,null,null,null,null,null,null,{"$f":"IF(I48=\"\",\"\",VLOOKUP(I48,内径設定!$B$4:$C$26,2,FALSE))","v":""},{"$f":"IF(AC48=\"\",\"\",IF(OR(AND(AC48>計算公式!$B$9,計算公式!$D$9=\"超\"),AND(AC48>=計算公式!$B$9,計算公式!$D$9=\"以上\")),\"H\",\"W\"))","v":""},"","","",{"$f":"IF(OR(I48=\"\",L48=\"\"),\"\",ROUND(VLOOKUP(I48,直管換算!$B$4:$Q$26,2,FALSE)*L48,2))","v":""},{"$f":"IF(OR(I48=\"\",M48=\"\"),\"\",ROUND(VLOOKUP(I48,直管換算!$B$4:$Q$26,3,FALSE)*M48,2))","v":""},{"$f":"IF(OR(I48=\"\",N48=\"\"),\"\",ROUND(VLOOKUP(I48,直管換算!$B$4:$Q$26,4,FALSE)*N48,2))","v":""},{"$f":"IF(OR(I48=\"\",O48=\"\"),\"\",ROUND(VLOOKUP(I48,直管換算!$B$4:$Q$26,5,FALSE)*O48,2))","v":""},{"$f":"IF(OR(I48=\"\",P48=\"\"),\"\",ROUND(VLOOKUP(I48,直管換算!$B$4:$Q$26,6,FALSE)*P48,2))","v":""},{"$f":"IF(OR(I48=\"\",Q48=\"\"),\"\",ROUND(VLOOKUP(I48,直管換算!$B$4:$Q$26,7,FALSE)*Q48,2))","v":""},{"$f":"IF(OR(I48=\"\",R48=\"\"),\"\",ROUND(VLOOKUP(I48,直管換算!$B$4:$Q$26,8,FALSE)*R48,2))","v":""},{"$f":"IF(OR(I48=\"\",S48=\"\"),\"\",ROUND(VLOOKUP(I48,直管換算!$B$4:$Q$26,9,FALSE)*S48,2))","v":""},{"$f":"IF(OR(I48=\"\",T48=\"\"),\"\",ROUND(VLOOKUP(I48,直管換算!$B$4:$Q$26,10,FALSE)*T48,2))","v":""},{"$f":"IF(OR(I48=\"\",U48=\"\"),\"\",ROUND(VLOOKUP(I48,直管換算!$B$4:$Q$26,11,FALSE)*U48,2))","v":""},{"$f":"IF(OR(I48=\"\",V48=\"\"),\"\",ROUND(VLOOKUP(I48,直管換算!$B$4:$Q$26,12,FALSE)*V48,2))","v":""},{"$f":"IF(OR(I48=\"\",W48=\"\"),\"\",ROUND(VLOOKUP(I48,直管換算!$B$4:$Q$26,13,FALSE)*W48,2))","v":""},{"$f":"IF(OR(I48=\"\",X48=\"\"),\"\",ROUND(VLOOKUP(I48,直管換算!$B$4:$Q$26,14,FALSE)*X48,2))","v":""},{"$f":"IF(OR(I48=\"\",Y48=\"\"),\"\",ROUND(VLOOKUP(I48,直管換算!$B$4:$Q$26,15,FALSE)*Y48,2))","v":""},{"$f":"IF(OR(I48=\"\",Z48=\"\"),\"\",ROUND(VLOOKUP(I48,直管換算!$B$4:$Q$26,16,FALSE)*Z48,2))","v":""},"",null,"空","","",{"$f":"IF(OR(H48=\"\",I48=\"\"),\"\",0.35464*計算公式!$B$14*POWER(AC48/1000,0.63)*POWER(BC48/1000,0.54))","v":""},{"$f":"IF(OR(H48=\"\",I48=\"\"),\"\",10.666*POWER(計算公式!$B$14,-1.85)*POWER(AC48/1000,-4.87)*POWER(H48/1000,1.85)*1000)","v":""}]
[null,"","","","",39,null,null,null,null,null,null,null,null,null,null,null,null,null,null,null,null,null,null,null,null,null,null,{"$f":"IF(I49=\"\",\"\",VLOOKUP(I49,内径設定!$B$4:$C$26,2,FALSE))","v":""},{"$f":"IF(AC49=\"\",\"\",IF(OR(AND(AC49>計算公式!$B$9,計算公式!$D$9=\"超\"),AND(AC49>=計算公式!$B$9,計算公式!$D$9=\"以上\")),\"H\",\"W\"))","v":""},"","","",{"$f":"IF(OR(I49=\"\",L49=\"\"),\"\",ROUND(VLOOKUP(I49,直管換算!$B$4:$Q$26,2,FALSE)*L49,2))","v":""},{"$f":"IF(OR(I49=\"\",M49=\"\"),\"\",ROUND(VLOOKUP(I49,直管換算!$B$4:$Q$26,3,FALSE)*M49,2))","v":""},{"$f":"IF(OR(I49=\"\",N49=\"\"),\"\",ROUND(VLOOKUP(I49,直管換算!$B$4:$Q$26,4,FALSE)*N49,2))","v":""},{"$f":"IF(OR(I49=\"\",O49=\"\"),\"\",ROUND(VLOOKUP(I49,直管換算!$B$4:$Q$26,5,FALSE)*O49,2))","v":""},{"$f":"IF(OR(I49=\"\",P49=\"\"),\"\",ROUND(VLOOKUP(I49,直管換算!$B$4:$Q$26,6,FALSE)*P49,2))","v":""},{"$f":"IF(OR(I49=\"\",Q49=\"\"),\"\",ROUND(VLOOKUP(I49,直管換算!$B$4:$Q$26,7,FALSE)*Q49,2))","v":""},{"$f":"IF(OR(I49=\"\",R49=\"\"),\"\",ROUND(VLOOKUP(I49,直管換算!$B$4:$Q$26,8,FALSE)*R49,2))","v":""},{"$f":"IF(OR(I49=\"\",S49=\"\"),\"\",ROUND(VLOOKUP(I49,直管換算!$B$4:$Q$26,9,FALSE)*S49,2))","v":""},{"$f":"IF(OR(I49=\"\",T49=\"\"),\"\",ROUND(VLOOKUP(I49,直管換算!$B$4:$Q$26,10,FALSE)*T49,2))","v":""},{"$f":"IF(OR(I49=\"\",U49=\"\"),\"\",ROUND(VLOOKUP(I49,直管換算!$B$4:$Q$26,11,FALSE)*U49,2))","v":""},{"$f":"IF(OR(I49=\"\",V49=\"\"),\"\",ROUND(VLOOKUP(I49,直管換算!$B$4:$Q$26,12,FALSE)*V49,2))","v":""},{"$f":"IF(OR(I49=\"\",W49=\"\"),\"\",ROUND(VLOOKUP(I49,直管換算!$B$4:$Q$26,13,FALSE)*W49,2))","v":""},{"$f":"IF(OR(I49=\"\",X49=\"\"),\"\",ROUND(VLOOKUP(I49,直管換算!$B$4:$Q$26,14,FALSE)*X49,2))","v":""},{"$f":"IF(OR(I49=\"\",Y49=\"\"),\"\",ROUND(VLOOKUP(I49,直管換算!$B$4:$Q$26,15,FALSE)*Y49,2))","v":""},{"$f":"IF(OR(I49=\"\",Z49=\"\"),\"\",ROUND(VLOOKUP(I49,直管換算!$B$4:$Q$26,16,FALSE)*Z49,2))","v":""},"",null,"空","","",{"$f":"IF(OR(H49=\"\",I49=\"\"),\"\",0.35464*計算公式!$B$14*POWER(AC49/1000,0.63)*POWER(BC49/1000,0.54))","v":""},{"$f":"IF(OR(H49=\"\",I49=\"\"),\"\",10.666*POWER(計算公式!$B$14,-1.85)*POWER(AC49/1000,-4.87)*POWER(H49/1000,1.85)*1000)","v":""}]
[null,"","","","",40,null,null,null,null,null,null,null,null,null,null,null,null,null,null,null,null,null,null,null,null,null,null,{"$f":"IF(I50=\"\",\"\",VLOOKUP(I50,内径設定!$B$4:$C$26,2,FALSE))","v":""},{"$f":"IF(AC50=\"\",\"\",IF(OR(AND(AC50>計算公式!$B$9,計算公式!$D$9=\"超\"),AND(AC50>=計算公式!$B$9,計算公式!$D$9=\"以上\")),\"H\",\"W\"))","v":""},"","","",{"$f":"IF(OR(I50=\"\",L50=\"\"),\"\",ROUND(VLOOKUP(I50,直管換算!$B$4:$Q$26,2,FALSE)*L50,2))","v":""},{"$f":"IF(OR(I50=\"\",M50=\"\"),\"\",ROUND(VLOOKUP(I50,直管換算!$B$4:$Q$26,3,FALSE)*M50,2))","v":""},{"$f":"IF(OR(I50=\"\",N50=\"\"),\"\",ROUND(VLOOKUP(I50,直管換算!$B$4:$Q$26,4,FALSE)*N50,2))","v":""},{"$f":"IF(OR(I50=\"\",O50=\"\"),\"\",ROUND(VLOOKUP(I50,直管換算!$B$4:$Q$26,5,FALSE)*O50,2))","v":""},{"$f":"IF(OR(I50=\"\",P50=\"\"),\"\",ROUND(VLOOKUP(I50,直管換算!$B$4:$Q$26,6,FALSE)*P50,2))","v":""},{"$f":"IF(OR(I50=\"\",Q50=\"\"),\"\",ROUND(VLOOKUP(I50,直管換算!$B$4:$Q$26,7,FALSE)*Q50,2))","v":""},{"$f":"IF(OR(I50=\"\",R50=\"\"),\"\",ROUND(VLOOKUP(I50,直管換算!$B$4:$Q$26,8,FALSE)*R50,2))","v":""},{"$f":"IF(OR(I50=\"\",S50=\"\"),\"\",ROUND(VLOOKUP(I50,直管換算!$B$4:$Q$26,9,FALSE)*S50,2))","v":""},{"$f":"IF(OR(I50=\"\",T50=\"\"),\"\",ROUND(VLOOKUP(I50,直管換算!$B$4:$Q$26,10,FALSE)*T50,2))","v":""},{"$f":"IF(OR(I50=\"\",U50=\"\"),\"\",ROUND(VLOOKUP(I50,直管換算!$B$4:$Q$26,11,FALSE)*U50,2))","v":""},{"$f":"IF(OR(I50=\"\",V50=\"\"),\"\",ROUND(VLOOKUP(I50,直管換算!$B$4:$Q$26,12,FALSE)*V50,2))","v":""},{"$f":"IF(OR(I50=\"\",W50=\"\"),\"\",ROUND(VLOOKUP(I50,直管換算!$B$4:$Q$26,13,FALSE)*W50,2))","v":""},{"$f":"IF(OR(I50=\"\",X50=\"\"),\"\",ROUND(VLOOKUP(I50,直管換算!$B$4:$Q$26,14,FALSE)*X50,2))","v":""},{"$f":"IF(OR(I50=\"\",Y50=\"\"),\"\",ROUND(VLOOKUP(I50,直管換算!$B$4:$Q$26,15,FALSE)*Y50,2))","v":""},{"$f":"IF(OR(I50=\"\",Z50=\"\"),\"\",ROUND(VLOOKUP(I50,直管換算!$B$4:$Q$26,16,FALSE)*Z50,2))","v":""},"",null,"空","","",{"$f":"IF(OR(H50=\"\",I50=\"\"),\"\",0.35464*計算公式!$B$14*POWER(AC50/1000,0.63)*POWER(BC50/1000,0.54))","v":""},{"$f":"IF(OR(H50=\"\",I50=\"\"),\"\",10.666*POWER(計算公式!$B$14,-1.85)*POWER(AC50/1000,-4.87)*POWER(H50/1000,1.85)*1000)","v":""}]
[null,"","","","",41,null,null,null,null,null,null,null,null,null,null,null,null,null,null,null,null,null,null,null,null,null,null,{"$f":"IF(I51=\"\",\"\",VLOOKUP(I51,内径設定!$B$4:$C$26,2,FALSE))","v":""},{"$f":"IF(AC51=\"\",\"\",IF(OR(AND(AC51>計算公式!$B$9,計算公式!$D$9=\"超\"),AND(AC51>=計算公式!$B$9,計算公式!$D$9=\"以上\")),\"H\",\"W\"))","v":""},"","","",{"$f":"IF(OR(I51=\"\",L51=\"\"),\"\",ROUND(VLOOKUP(I51,直管換算!$B$4:$Q$26,2,FALSE)*L51,2))","v":""},{"$f":"IF(OR(I51=\"\",M51=\"\"),\"\",ROUND(VLOOKUP(I51,直管換算!$B$4:$Q$26,3,FALSE)*M51,2))","v":""},{"$f":"IF(OR(I51=\"\",N51=\"\"),\"\",ROUND(VLOOKUP(I51,直管換算!$B$4:$Q$26,4,FALSE)*N51,2))","v":""},{"$f":"IF(OR(I51=\"\",O51=\"\"),\"\",ROUND(VLOOKUP(I51,直管換算!$B$4:$Q$26,5,FALSE)*O51,2))","v":""},{"$f":"IF(OR(I51=\"\",P51=\"\"),\"\",ROUND(VLOOKUP(I51,直管換算!$B$4:$Q$26,6,FALSE)*P51,2))","v":""},{"$f":"IF(OR(I51=\"\",Q51=\"\"),\"\",ROUND(VLOOKUP(I51,直管換算!$B$4:$Q$26,7,FALSE)*Q51,2))","v":""},{"$f":"IF(OR(I51=\"\",R51=\"\"),\"\",ROUND(VLOOKUP(I51,直管換算!$B$4:$Q$26,8,FALSE)*R51,2))","v":""},{"$f":"IF(OR(I51=\"\",S51=\"\"),\"\",ROUND(VLOOKUP(I51,直管換算!$B$4:$Q$26,9,FALSE)*S51,2))","v":""},{"$f":"IF(OR(I51=\"\",T51=\"\"),\"\",ROUND(VLOOKUP(I51,直管換算!$B$4:$Q$26,10,FALSE)*T51,2))","v":""},{"$f":"IF(OR(I51=\"\",U51=\"\"),\"\",ROUND(VLOOKUP(I51,直管換算!$B$4:$Q$26,11,FALSE)*U51,2))","v":""},{"$f":"IF(OR(I51=\"\",V51=\"\"),\"\",ROUND(VLOOKUP(I51,直管換算!$B$4:$Q$26,12,FALSE)*V51,2))","v":""},{"$f":"IF(OR(I51=\"\",W51=\"\"),\"\",ROUND(VLOOKUP(I51,直管換算!$B$4:$Q$26,13,FALSE)*W51,2))","v":""},{"$f":"IF(OR(I51=\"\",X51=\"\"),\"\",ROUND(VLOOKUP(I51,直管換算!$B$4:$Q$26,14,FALSE)*X51,2))","v":""},{"$f":"IF(OR(I51=\"\",Y51=\"\"),\"\",ROUND(VLOOKUP(I51,直管換算!$B$4:$Q$26,15,FALSE)*Y51,2))","v":""},{"$f":"IF(OR(I51=\"\",Z51=\"\"),\"\",ROUND(VLOOKUP(I51,直管換算!$B$4:$Q$26,16,FALSE)*Z51,2))","v":""},"",null,"空","","",{"$f":"IF(OR(H51=\"\",I51=\"\"),\"\",0.35464*計算公式!$B$14*POWER(AC51/1000,0.63)*POWER(BC51/1000,0.54))","v":""},{"$f":"IF(OR(H51=\"\",I51=\"\"),\"\",10.666*POWER(計算公式!$B$14,-1.85)*POWER(AC51/1000,-4.87)*POWER(H51/1000,1.85)*1000)","v":""}]
[null,"","","","",42,null,null,null,null,null,null,null,null,null,null,null,null,null,null,null,null,null,null,null,null,null,null,{"$f":"IF(I52=\"\",\"\",VLOOKUP(I52,内径設定!$B$4:$C$26,2,FALSE))","v":""},{"$f":"IF(AC52=\"\",\"\",IF(OR(AND(AC52>計算公式!$B$9,計算公式!$D$9=\"超\"),AND(AC52>=計算公式!$B$9,計算公式!$D$9=\"以上\")),\"H\",\"W\"))","v":""},"","","",{"$f":"IF(OR(I52=\"\",L52=\"\"),\"\",ROUND(VLOOKUP(I52,直管換算!$B$4:$Q$26,2,FALSE)*L52,2))","v":""},{"$f":"IF(OR(I52=\"\",M52=\"\"),\"\",ROUND(VLOOKUP(I52,直管換算!$B$4:$Q$26,3,FALSE)*M52,2))","v":""},{"$f":"IF(OR(I52=\"\",N52=\"\"),\"\",ROUND(VLOOKUP(I52,直管換算!$B$4:$Q$26,4,FALSE)*N52,2))","v":""},{"$f":"IF(OR(I52=\"\",O52=\"\"),\"\",ROUND(VLOOKUP(I52,直管換算!$B$4:$Q$26,5,FALSE)*O52,2))","v":""},{"$f":"IF(OR(I52=\"\",P52=\"\"),\"\",ROUND(VLOOKUP(I52,直管換算!$B$4:$Q$26,6,FALSE)*P52,2))","v":""},{"$f":"IF(OR(I52=\"\",Q52=\"\"),\"\",ROUND(VLOOKUP(I52,直管換算!$B$4:$Q$26,7,FALSE)*Q52,2))","v":""},{"$f":"IF(OR(I52=\"\",R52=\"\"),\"\",ROUND(VLOOKUP(I52,直管換算!$B$4:$Q$26,8,FALSE)*R52,2))","v":""},{"$f":"IF(OR(I52=\"\",S52=\"\"),\"\",ROUND(VLOOKUP(I52,直管換算!$B$4:$Q$26,9,FALSE)*S52,2))","v":""},{"$f":"IF(OR(I52=\"\",T52=\"\"),\"\",ROUND(VLOOKUP(I52,直管換算!$B$4:$Q$26,10,FALSE)*T52,2))","v":""},{"$f":"IF(OR(I52=\"\",U52=\"\"),\"\",ROUND(VLOOKUP(I52,直管換算!$B$4:$Q$26,11,FALSE)*U52,2))","v":""},{"$f":"IF(OR(I52=\"\",V52=\"\"),\"\",ROUND(VLOOKUP(I52,直管換算!$B$4:$Q$26,12,FALSE)*V52,2))","v":""},{"$f":"IF(OR(I52=\"\",W52=\"\"),\"\",ROUND(VLOOKUP(I52,直管換算!$B$4:$Q$26,13,FALSE)*W52,2))","v":""},{"$f":"IF(OR(I52=\"\",X52=\"\"),\"\",ROUND(VLOOKUP(I52,直管換算!$B$4:$Q$26,14,FALSE)*X52,2))","v":""},{"$f":"IF(OR(I52=\"\",Y52=\"\"),\"\",ROUND(VLOOKUP(I52,直管換算!$B$4:$Q$26,15,FALSE)*Y52,2))","v":""},{"$f":"IF(OR(I52=\"\",Z52=\"\"),\"\",ROUND(VLOOKUP(I52,直管換算!$B$4:$Q$26,16,FALSE)*Z52,2))","v":""},"",null,"空","","",{"$f":"IF(OR(H52=\"\",I52=\"\"),\"\",0.35464*計算公式!$B$14*POWER(AC52/1000,0.63)*POWER(BC52/1000,0.54))","v":""},{"$f":"IF(OR(H52=\"\",I52=\"\"),\"\",10.666*POWER(計算公式!$B$14,-1.85)*POWER(AC52/1000,-4.87)*POWER(H52/1000,1.85)*1000)","v":""}]
[null,"","","","",43,null,null,null,null,null,null,null,null,null,null,null,null,null,null,null,null,null,null,null,null,null,null,{"$f":"IF(I53=\"\",\"\",VLOOKUP(I53,内径設定!$B$4:$C$26,2,FALSE))","v":""},{"$f":"IF(AC53=\"\",\"\",IF(OR(AND(AC53>計算公式!$B$9,計算公式!$D$9=\"超\"),AND(AC53>=計算公式!$B$9,計算公式!$D$9=\"以上\")),\"H\",\"W\"))","v":""},"","","",{"$f":"IF(OR(I53=\"\",L53=\"\"),\"\",ROUND(VLOOKUP(I53,直管換算!$B$4:$Q$26,2,FALSE)*L53,2))","v":""},{"$f":"IF(OR(I53=\"\",M53=\"\"),\"\",ROUND(VLOOKUP(I53,直管換算!$B$4:$Q$26,3,FALSE)*M53,2))","v":""},{"$f":"IF(OR(I53=\"\",N53=\"\"),\"\",ROUND(VLOOKUP(I53,直管換算!$B$4:$Q$26,4,FALSE)*N53,2))","v":""},{"$f":"IF(OR(I53=\"\",O53=\"\"),\"\",ROUND(VLOOKUP(I53,直管換算!$B$4:$Q$26,5,FALSE)*O53,2))","v":""},{"$f":"IF(OR(I53=\"\",P53=\"\"),\"\",ROUND(VLOOKUP(I53,直管換算!$B$4:$Q$26,6,FALSE)*P53,2))","v":""},{"$f":"IF(OR(I53=\"\",Q53=\"\"),\"\",ROUND(VLOOKUP(I53,直管換算!$B$4:$Q$26,7,FALSE)*Q53,2))","v":""},{"$f":"IF(OR(I53=\"\",R53=\"\"),\"\",ROUND(VLOOKUP(I53,直管換算!$B$4:$Q$26,8,FALSE)*R53,2))","v":""},{"$f":"IF(OR(I53=\"\",S53=\"\"),\"\",ROUND(VLOOKUP(I53,直管換算!$B$4:$Q$26,9,FALSE)*S53,2))","v":""},{"$f":"IF(OR(I53=\"\",T53=\"\"),\"\",ROUND(VLOOKUP(I53,直管換算!$B$4:$Q$26,10,FALSE)*T53,2))","v":""},{"$f":"IF(OR(I53=\"\",U53=\"\"),\"\",ROUND(VLOOKUP(I53,直管換算!$B$4:$Q$26,11,FALSE)*U53,2))","v":""},{"$f":"IF(OR(I53=\"\",V53=\"\"),\"\",ROUND(VLOOKUP(I53,直管換算!$B$4:$Q$26,12,FALSE)*V53,2))","v":""},{"$f":"IF(OR(I53=\"\",W53=\"\"),\"\",ROUND(VLOOKUP(I53,直管換算!$B$4:$Q$26,13,FALSE)*W53,2))","v":""},{"$f":"IF(OR(I53=\"\",X53=\"\"),\"\",ROUND(VLOOKUP(I53,直管換算!$B$4:$Q$26,14,FALSE)*X53,2))","v":""},{"$f":"IF(OR(I53=\"\",Y53=\"\"),\"\",ROUND(VLOOKUP(I53,直管換算!$B$4:$Q$26,15,FALSE)*Y53,2))","v":""},{"$f":"IF(OR(I53=\"\",Z53=\"\"),\"\",ROUND(VLOOKUP(I53,直管換算!$B$4:$Q$26,16,FALSE)*Z53,2))","v":""},"",null,"空","","",{"$f":"IF(OR(H53=\"\",I53=\"\"),\"\",0.35464*計算公式!$B$14*POWER(AC53/1000,0.63)*POWER(BC53/1000,0.54))","v":""},{"$f":"IF(OR(H53=\"\",I53=\"\"),\"\",10.666*POWER(計算公式!$B$14,-1.85)*POWER(AC53/1000,-4.87)*POWER(H53/1000,1.85)*1000)","v":""}]
[null,"","","","",44,null,null,null,null,null,null,null,null,null,null,null,null,null,null,null,null,null,null,null,null,null,null,{"$f":"IF(I54=\"\",\"\",VLOOKUP(I54,内径設定!$B$4:$C$26,2,FALSE))","v":""},{"$f":"IF(AC54=\"\",\"\",IF(OR(AND(AC54>計算公式!$B$9,計算公式!$D$9=\"超\"),AND(AC54>=計算公式!$B$9,計算公式!$D$9=\"以上\")),\"H\",\"W\"))","v":""},"","","",{"$f":"IF(OR(I54=\"\",L54=\"\"),\"\",ROUND(VLOOKUP(I54,直管換算!$B$4:$Q$26,2,FALSE)*L54,2))","v":""},{"$f":"IF(OR(I54=\"\",M54=\"\"),\"\",ROUND(VLOOKUP(I54,直管換算!$B$4:$Q$26,3,FALSE)*M54,2))","v":""},{"$f":"IF(OR(I54=\"\",N54=\"\"),\"\",ROUND(VLOOKUP(I54,直管換算!$B$4:$Q$26,4,FALSE)*N54,2))","v":""},{"$f":"IF(OR(I54=\"\",O54=\"\"),\"\",ROUND(VLOOKUP(I54,直管換算!$B$4:$Q$26,5,FALSE)*O54,2))","v":""},{"$f":"IF(OR(I54=\"\",P54=\"\"),\"\",ROUND(VLOOKUP(I54,直管換算!$B$4:$Q$26,6,FALSE)*P54,2))","v":""},{"$f":"IF(OR(I54=\"\",Q54=\"\"),\"\",ROUND(VLOOKUP(I54,直管換算!$B$4:$Q$26,7,FALSE)*Q54,2))","v":""},{"$f":"IF(OR(I54=\"\",R54=\"\"),\"\",ROUND(VLOOKUP(I54,直管換算!$B$4:$Q$26,8,FALSE)*R54,2))","v":""},{"$f":"IF(OR(I54=\"\",S54=\"\"),\"\",ROUND(VLOOKUP(I54,直管換算!$B$4:$Q$26,9,FALSE)*S54,2))","v":""},{"$f":"IF(OR(I54=\"\",T54=\"\"),\"\",ROUND(VLOOKUP(I54,直管換算!$B$4:$Q$26,10,FALSE)*T54,2))","v":""},{"$f":"IF(OR(I54=\"\",U54=\"\"),\"\",ROUND(VLOOKUP(I54,直管換算!$B$4:$Q$26,11,FALSE)*U54,2))","v":""},{"$f":"IF(OR(I54=\"\",V54=\"\"),\"\",ROUND(VLOOKUP(I54,直管換算!$B$4:$Q$26,12,FALSE)*V54,2))","v":""},{"$f":"IF(OR(I54=\"\",W54=\"\"),\"\",ROUND(VLOOKUP(I54,直管換算!$B$4:$Q$26,13,FALSE)*W54,2))","v":""},{"$f":"IF(OR(I54=\"\",X54=\"\"),\"\",ROUND(VLOOKUP(I54,直管換算!$B$4:$Q$26,14,FALSE)*X54,2))","v":""},{"$f":"IF(OR(I54=\"\",Y54=\"\"),\"\",ROUND(VLOOKUP(I54,直管換算!$B$4:$Q$26,15,FALSE)*Y54,2))","v":""},{"$f":"IF(OR(I54=\"\",Z54=\"\"),\"\",ROUND(VLOOKUP(I54,直管換算!$B$4:$Q$26,16,FALSE)*Z54,2))","v":""},"",null,"空","","",{"$f":"IF(OR(H54=\"\",I54=\"\"),\"\",0.35464*計算公式!$B$14*POWER(AC54/1000,0.63)*POWER(BC54/1000,0.54))","v":""},{"$f":"IF(OR(H54=\"\",I54=\"\"),\"\",10.666*POWER(計算公式!$B$14,-1.85)*POWER(AC54/1000,-4.87)*POWER(H54/1000,1.85)*1000)","v":""}]
[null,"","","","",45,null,null,null,null,null,null,null,null,null,null,null,null,null,null,null,null,null,null,null,null,null,null,{"$f":"IF(I55=\"\",\"\",VLOOKUP(I55,内径設定!$B$4:$C$26,2,FALSE))","v":""},{"$f":"IF(AC55=\"\",\"\",IF(OR(AND(AC55>計算公式!$B$9,計算公式!$D$9=\"超\"),AND(AC55>=計算公式!$B$9,計算公式!$D$9=\"以上\")),\"H\",\"W\"))","v":""},"","","",{"$f":"IF(OR(I55=\"\",L55=\"\"),\"\",ROUND(VLOOKUP(I55,直管換算!$B$4:$Q$26,2,FALSE)*L55,2))","v":""},{"$f":"IF(OR(I55=\"\",M55=\"\"),\"\",ROUND(VLOOKUP(I55,直管換算!$B$4:$Q$26,3,FALSE)*M55,2))","v":""},{"$f":"IF(OR(I55=\"\",N55=\"\"),\"\",ROUND(VLOOKUP(I55,直管換算!$B$4:$Q$26,4,FALSE)*N55,2))","v":""},{"$f":"IF(OR(I55=\"\",O55=\"\"),\"\",ROUND(VLOOKUP(I55,直管換算!$B$4:$Q$26,5,FALSE)*O55,2))","v":""},{"$f":"IF(OR(I55=\"\",P55=\"\"),\"\",ROUND(VLOOKUP(I55,直管換算!$B$4:$Q$26,6,FALSE)*P55,2))","v":""},{"$f":"IF(OR(I55=\"\",Q55=\"\"),\"\",ROUND(VLOOKUP(I55,直管換算!$B$4:$Q$26,7,FALSE)*Q55,2))","v":""},{"$f":"IF(OR(I55=\"\",R55=\"\"),\"\",ROUND(VLOOKUP(I55,直管換算!$B$4:$Q$26,8,FALSE)*R55,2))","v":""},{"$f":"IF(OR(I55=\"\",S55=\"\"),\"\",ROUND(VLOOKUP(I55,直管換算!$B$4:$Q$26,9,FALSE)*S55,2))","v":""},{"$f":"IF(OR(I55=\"\",T55=\"\"),\"\",ROUND(VLOOKUP(I55,直管換算!$B$4:$Q$26,10,FALSE)*T55,2))","v":""},{"$f":"IF(OR(I55=\"\",U55=\"\"),\"\",ROUND(VLOOKUP(I55,直管換算!$B$4:$Q$26,11,FALSE)*U55,2))","v":""},{"$f":"IF(OR(I55=\"\",V55=\"\"),\"\",ROUND(VLOOKUP(I55,直管換算!$B$4:$Q$26,12,FALSE)*V55,2))","v":""},{"$f":"IF(OR(I55=\"\",W55=\"\"),\"\",ROUND(VLOOKUP(I55,直管換算!$B$4:$Q$26,13,FALSE)*W55,2))","v":""},{"$f":"IF(OR(I55=\"\",X55=\"\"),\"\",ROUND(VLOOKUP(I55,直管換算!$B$4:$Q$26,14,FALSE)*X55,2))","v":""},{"$f":"IF(OR(I55=\"\",Y55=\"\"),\"\",ROUND(VLOOKUP(I55,直管換算!$B$4:$Q$26,15,FALSE)*Y55,2))","v":""},{"$f":"IF(OR(I55=\"\",Z55=\"\"),\"\",ROUND(VLOOKUP(I55,直管換算!$B$4:$Q$26,16,FALSE)*Z55,2))","v":""},"",null,"空","","",{"$f":"IF(OR(H55=\"\",I55=\"\"),\"\",0.35464*計算公式!$B$14*POWER(AC55/1000,0.63)*POWER(BC55/1000,0.54))","v":""},{"$f":"IF(OR(H55=\"\",I55=\"\"),\"\",10.666*POWER(計算公式!$B$14,-1.85)*POWER(AC55/1000,-4.87)*POWER(H55/1000,1.85)*1000)","v":""}]
[null,"","","","",46,null,null,null,null,null,null,null,null,null,null,null,null,null,null,null,null,null,null,null,null,null,null,{"$f":"IF(I56=\"\",\"\",VLOOKUP(I56,内径設定!$B$4:$C$26,2,FALSE))","v":""},{"$f":"IF(AC56=\"\",\"\",IF(OR(AND(AC56>計算公式!$B$9,計算公式!$D$9=\"超\"),AND(AC56>=計算公式!$B$9,計算公式!$D$9=\"以上\")),\"H\",\"W\"))","v":""},"","","",{"$f":"IF(OR(I56=\"\",L56=\"\"),\"\",ROUND(VLOOKUP(I56,直管換算!$B$4:$Q$26,2,FALSE)*L56,2))","v":""},{"$f":"IF(OR(I56=\"\",M56=\"\"),\"\",ROUND(VLOOKUP(I56,直管換算!$B$4:$Q$26,3,FALSE)*M56,2))","v":""},{"$f":"IF(OR(I56=\"\",N56=\"\"),\"\",ROUND(VLOOKUP(I56,直管換算!$B$4:$Q$26,4,FALSE)*N56,2))","v":""},{"$f":"IF(OR(I56=\"\",O56=\"\"),\"\",ROUND(VLOOKUP(I56,直管換算!$B$4:$Q$26,5,FALSE)*O56,2))","v":""},{"$f":"IF(OR(I56=\"\",P56=\"\"),\"\",ROUND(VLOOKUP(I56,直管換算!$B$4:$Q$26,6,FALSE)*P56,2))","v":""},{"$f":"IF(OR(I56=\"\",Q56=\"\"),\"\",ROUND(VLOOKUP(I56,直管換算!$B$4:$Q$26,7,FALSE)*Q56,2))","v":""},{"$f":"IF(OR(I56=\"\",R56=\"\"),\"\",ROUND(VLOOKUP(I56,直管換算!$B$4:$Q$26,8,FALSE)*R56,2))","v":""},{"$f":"IF(OR(I56=\"\",S56=\"\"),\"\",ROUND(VLOOKUP(I56,直管換算!$B$4:$Q$26,9,FALSE)*S56,2))","v":""},{"$f":"IF(OR(I56=\"\",T56=\"\"),\"\",ROUND(VLOOKUP(I56,直管換算!$B$4:$Q$26,10,FALSE)*T56,2))","v":""},{"$f":"IF(OR(I56=\"\",U56=\"\"),\"\",ROUND(VLOOKUP(I56,直管換算!$B$4:$Q$26,11,FALSE)*U56,2))","v":""},{"$f":"IF(OR(I56=\"\",V56=\"\"),\"\",ROUND(VLOOKUP(I56,直管換算!$B$4:$Q$26,12,FALSE)*V56,2))","v":""},{"$f":"IF(OR(I56=\"\",W56=\"\"),\"\",ROUND(VLOOKUP(I56,直管換算!$B$4:$Q$26,13,FALSE)*W56,2))","v":""},{"$f":"IF(OR(I56=\"\",X56=\"\"),\"\",ROUND(VLOOKUP(I56,直管換算!$B$4:$Q$26,14,FALSE)*X56,2))","v":""},{"$f":"IF(OR(I56=\"\",Y56=\"\"),\"\",ROUND(VLOOKUP(I56,直管換算!$B$4:$Q$26,15,FALSE)*Y56,2))","v":""},{"$f":"IF(OR(I56=\"\",Z56=\"\"),\"\",ROUND(VLOOKUP(I56,直管換算!$B$4:$Q$26,16,FALSE)*Z56,2))","v":""},"",null,"空","","",{"$f":"IF(OR(H56=\"\",I56=\"\"),\"\",0.35464*計算公式!$B$14*POWER(AC56/1000,0.63)*POWER(BC56/1000,0.54))","v":""},{"$f":"IF(OR(H56=\"\",I56=\"\"),\"\",10.666*POWER(計算公式!$B$14,-1.85)*POWER(AC56/1000,-4.87)*POWER(H56/1000,1.85)*1000)","v":""}]
[null,"","","","",47,null,null,null,null,null,null,null,null,null,null,null,null,null,null,null,null,null,null,null,null,null,null,{"$f":"IF(I57=\"\",\"\",VLOOKUP(I57,内径設定!$B$4:$C$26,2,FALSE))","v":""},{"$f":"IF(AC57=\"\",\"\",IF(OR(AND(AC57>計算公式!$B$9,計算公式!$D$9=\"超\"),AND(AC57>=計算公式!$B$9,計算公式!$D$9=\"以上\")),\"H\",\"W\"))","v":""},"","","",{"$f":"IF(OR(I57=\"\",L57=\"\"),\"\",ROUND(VLOOKUP(I57,直管換算!$B$4:$Q$26,2,FALSE)*L57,2))","v":""},{"$f":"IF(OR(I57=\"\",M57=\"\"),\"\",ROUND(VLOOKUP(I57,直管換算!$B$4:$Q$26,3,FALSE)*M57,2))","v":""},{"$f":"IF(OR(I57=\"\",N57=\"\"),\"\",ROUND(VLOOKUP(I57,直管換算!$B$4:$Q$26,4,FALSE)*N57,2))","v":""},{"$f":"IF(OR(I57=\"\",O57=\"\"),\"\",ROUND(VLOOKUP(I57,直管換算!$B$4:$Q$26,5,FALSE)*O57,2))","v":""},{"$f":"IF(OR(I57=\"\",P57=\"\"),\"\",ROUND(VLOOKUP(I57,直管換算!$B$4:$Q$26,6,FALSE)*P57,2))","v":""},{"$f":"IF(OR(I57=\"\",Q57=\"\"),\"\",ROUND(VLOOKUP(I57,直管換算!$B$4:$Q$26,7,FALSE)*Q57,2))","v":""},{"$f":"IF(OR(I57=\"\",R57=\"\"),\"\",ROUND(VLOOKUP(I57,直管換算!$B$4:$Q$26,8,FALSE)*R57,2))","v":""},{"$f":"IF(OR(I57=\"\",S57=\"\"),\"\",ROUND(VLOOKUP(I57,直管換算!$B$4:$Q$26,9,FALSE)*S57,2))","v":""},{"$f":"IF(OR(I57=\"\",T57=\"\"),\"\",ROUND(VLOOKUP(I57,直管換算!$B$4:$Q$26,10,FALSE)*T57,2))","v":""},{"$f":"IF(OR(I57=\"\",U57=\"\"),\"\",ROUND(VLOOKUP(I57,直管換算!$B$4:$Q$26,11,FALSE)*U57,2))","v":""},{"$f":"IF(OR(I57=\"\",V57=\"\"),\"\",ROUND(VLOOKUP(I57,直管換算!$B$4:$Q$26,12,FALSE)*V57,2))","v":""},{"$f":"IF(OR(I57=\"\",W57=\"\"),\"\",ROUND(VLOOKUP(I57,直管換算!$B$4:$Q$26,13,FALSE)*W57,2))","v":""},{"$f":"IF(OR(I57=\"\",X57=\"\"),\"\",ROUND(VLOOKUP(I57,直管換算!$B$4:$Q$26,14,FALSE)*X57,2))","v":""},{"$f":"IF(OR(I57=\"\",Y57=\"\"),\"\",ROUND(VLOOKUP(I57,直管換算!$B$4:$Q$26,15,FALSE)*Y57,2))","v":""},{"$f":"IF(OR(I57=\"\",Z57=\"\"),\"\",ROUND(VLOOKUP(I57,直管換算!$B$4:$Q$26,16,FALSE)*Z57,2))","v":""},"",null,"空","","",{"$f":"IF(OR(H57=\"\",I57=\"\"),\"\",0.35464*計算公式!$B$14*POWER(AC57/1000,0.63)*POWER(BC57/1000,0.54))","v":""},{"$f":"IF(OR(H57=\"\",I57=\"\"),\"\",10.666*POWER(計算公式!$B$14,-1.85)*POWER(AC57/1000,-4.87)*POWER(H57/1000,1.85)*1000)","v":""}]
[null,"","","","",48,null,null,null,null,null,null,null,null,null,null,null,null,null,null,null,null,null,null,null,null,null,null,{"$f":"IF(I58=\"\",\"\",VLOOKUP(I58,内径設定!$B$4:$C$26,2,FALSE))","v":""},{"$f":"IF(AC58=\"\",\"\",IF(OR(AND(AC58>計算公式!$B$9,計算公式!$D$9=\"超\"),AND(AC58>=計算公式!$B$9,計算公式!$D$9=\"以上\")),\"H\",\"W\"))","v":""},"","","",{"$f":"IF(OR(I58=\"\",L58=\"\"),\"\",ROUND(VLOOKUP(I58,直管換算!$B$4:$Q$26,2,FALSE)*L58,2))","v":""},{"$f":"IF(OR(I58=\"\",M58=\"\"),\"\",ROUND(VLOOKUP(I58,直管換算!$B$4:$Q$26,3,FALSE)*M58,2))","v":""},{"$f":"IF(OR(I58=\"\",N58=\"\"),\"\",ROUND(VLOOKUP(I58,直管換算!$B$4:$Q$26,4,FALSE)*N58,2))","v":""},{"$f":"IF(OR(I58=\"\",O58=\"\"),\"\",ROUND(VLOOKUP(I58,直管換算!$B$4:$Q$26,5,FALSE)*O58,2))","v":""},{"$f":"IF(OR(I58=\"\",P58=\"\"),\"\",ROUND(VLOOKUP(I58,直管換算!$B$4:$Q$26,6,FALSE)*P58,2))","v":""},{"$f":"IF(OR(I58=\"\",Q58=\"\"),\"\",ROUND(VLOOKUP(I58,直管換算!$B$4:$Q$26,7,FALSE)*Q58,2))","v":""},{"$f":"IF(OR(I58=\"\",R58=\"\"),\"\",ROUND(VLOOKUP(I58,直管換算!$B$4:$Q$26,8,FALSE)*R58,2))","v":""},{"$f":"IF(OR(I58=\"\",S58=\"\"),\"\",ROUND(VLOOKUP(I58,直管換算!$B$4:$Q$26,9,FALSE)*S58,2))","v":""},{"$f":"IF(OR(I58=\"\",T58=\"\"),\"\",ROUND(VLOOKUP(I58,直管換算!$B$4:$Q$26,10,FALSE)*T58,2))","v":""},{"$f":"IF(OR(I58=\"\",U58=\"\"),\"\",ROUND(VLOOKUP(I58,直管換算!$B$4:$Q$26,11,FALSE)*U58,2))","v":""},{"$f":"IF(OR(I58=\"\",V58=\"\"),\"\",ROUND(VLOOKUP(I58,直管換算!$B$4:$Q$26,12,FALSE)*V58,2))","v":""},{"$f":"IF(OR(I58=\"\",W58=\"\"),\"\",ROUND(VLOOKUP(I58,直管換算!$B$4:$Q$26,13,FALSE)*W58,2))","v":""},{"$f":"IF(OR(I58=\"\",X58=\"\"),\"\",ROUND(VLOOKUP(I58,直管換算!$B$4:$Q$26,14,FALSE)*X58,2))","v":""},{"$f":"IF(OR(I58=\"\",Y58=\"\"),\"\",ROUND(VLOOKUP(I58,直管換算!$B$4:$Q$26,15,FALSE)*Y58,2))","v":""},{"$f":"IF(OR(I58=\"\",Z58=\"\"),\"\",ROUND(VLOOKUP(I58,直管換算!$B$4:$Q$26,16,FALSE)*Z58,2))","v":""},"",null,"空","","",{"$f":"IF(OR(H58=\"\",I58=\"\"),\"\",0.35464*計算公式!$B$14*POWER(AC58/1000,0.63)*POWER(BC58/1000,0.54))","v":""},{"$f":"IF(OR(H58=\"\",I58=\"\"),\"\",10.666*POWER(計算公式!$B$14,-1.85)*POWER(AC58/1000,-4.87)*POWER(H58/1000,1.85)*1000)","v":""}]
[null,"","","","",49,null,null,null,null,null,null,null,null,null,null,null,null,null,null,null,null,null,null,null,null,null,null,{"$f":"IF(I59=\"\",\"\",VLOOKUP(I59,内径設定!$B$4:$C$26,2,FALSE))","v":""},{"$f":"IF(AC59=\"\",\"\",IF(OR(AND(AC59>計算公式!$B$9,計算公式!$D$9=\"超\"),AND(AC59>=計算公式!$B$9,計算公式!$D$9=\"以上\")),\"H\",\"W\"))","v":""},"","","",{"$f":"IF(OR(I59=\"\",L59=\"\"),\"\",ROUND(VLOOKUP(I59,直管換算!$B$4:$Q$26,2,FALSE)*L59,2))","v":""},{"$f":"IF(OR(I59=\"\",M59=\"\"),\"\",ROUND(VLOOKUP(I59,直管換算!$B$4:$Q$26,3,FALSE)*M59,2))","v":""},{"$f":"IF(OR(I59=\"\",N59=\"\"),\"\",ROUND(VLOOKUP(I59,直管換算!$B$4:$Q$26,4,FALSE)*N59,2))","v":""},{"$f":"IF(OR(I59=\"\",O59=\"\"),\"\",ROUND(VLOOKUP(I59,直管換算!$B$4:$Q$26,5,FALSE)*O59,2))","v":""},{"$f":"IF(OR(I59=\"\",P59=\"\"),\"\",ROUND(VLOOKUP(I59,直管換算!$B$4:$Q$26,6,FALSE)*P59,2))","v":""},{"$f":"IF(OR(I59=\"\",Q59=\"\"),\"\",ROUND(VLOOKUP(I59,直管換算!$B$4:$Q$26,7,FALSE)*Q59,2))","v":""},{"$f":"IF(OR(I59=\"\",R59=\"\"),\"\",ROUND(VLOOKUP(I59,直管換算!$B$4:$Q$26,8,FALSE)*R59,2))","v":""},{"$f":"IF(OR(I59=\"\",S59=\"\"),\"\",ROUND(VLOOKUP(I59,直管換算!$B$4:$Q$26,9,FALSE)*S59,2))","v":""},{"$f":"IF(OR(I59=\"\",T59=\"\"),\"\",ROUND(VLOOKUP(I59,直管換算!$B$4:$Q$26,10,FALSE)*T59,2))","v":""},{"$f":"IF(OR(I59=\"\",U59=\"\"),\"\",ROUND(VLOOKUP(I59,直管換算!$B$4:$Q$26,11,FALSE)*U59,2))","v":""},{"$f":"IF(OR(I59=\"\",V59=\"\"),\"\",ROUND(VLOOKUP(I59,直管換算!$B$4:$Q$26,12,FALSE)*V59,2))","v":""},{"$f":"IF(OR(I59=\"\",W59=\"\"),\"\",ROUND(VLOOKUP(I59,直管換算!$B$4:$Q$26,13,FALSE)*W59,2))","v":""},{"$f":"IF(OR(I59=\"\",X59=\"\"),\"\",ROUND(VLOOKUP(I59,直管換算!$B$4:$Q$26,14,FALSE)*X59,2))","v":""},{"$f":"IF(OR(I59=\"\",Y59=\"\"),\"\",ROUND(VLOOKUP(I59,直管換算!$B$4:$Q$26,15,FALSE)*Y59,2))","v":""},{"$f":"IF(OR(I59=\"\",Z59=\"\"),\"\",ROUND(VLOOKUP(I59,直管換算!$B$4:$Q$26,16,FALSE)*Z59,2))","v":""},"",null,"空","","",{"$f":"IF(OR(H59=\"\",I59=\"\"),\"\",0.35464*計算公式!$B$14*POWER(AC59/1000,0.63)*POWER(BC59/1000,0.54))","v":""},{"$f":"IF(OR(H59=\"\",I59=\"\"),\"\",10.666*POWER(計算公式!$B$14,-1.85)*POWER(AC59/1000,-4.87)*POWER(H59/1000,1.85)*1000)","v":""}]
[null,"","","","",50,null,null,null,null,null,null,null,null,null,null,null,null,null,null,null,null,null,null,null,null,null,null,{"$f":"IF(I60=\"\",\"\",VLOOKUP(I60,内径設定!$B$4:$C$26,2,FALSE))","v":""},{"$f":"IF(AC60=\"\",\"\",IF(OR(AND(AC60>計算公式!$B$9,計算公式!$D$9=\"超\"),AND(AC60>=計算公式!$B$9,計算公式!$D$9=\"以上\")),\"H\",\"W\"))","v":""},"","","",{"$f":"IF(OR(I60=\"\",L60=\"\"),\"\",ROUND(VLOOKUP(I60,直管換算!$B$4:$Q$26,2,FALSE)*L60,2))","v":""},{"$f":"IF(OR(I60=\"\",M60=\"\"),\"\",ROUND(VLOOKUP(I60,直管換算!$B$4:$Q$26,3,FALSE)*M60,2))","v":""},{"$f":"IF(OR(I60=\"\",N60=\"\"),\"\",ROUND(VLOOKUP(I60,直管換算!$B$4:$Q$26,4,FALSE)*N60,2))","v":""},{"$f":"IF(OR(I60=\"\",O60=\"\"),\"\",ROUND(VLOOKUP(I60,直管換算!$B$4:$Q$26,5,FALSE)*O60,2))","v":""},{"$f":"IF(OR(I60=\"\",P60=\"\"),\"\",ROUND(VLOOKUP(I60,直管換算!$B$4:$Q$26,6,FALSE)*P60,2))","v":""},{"$f":"IF(OR(I60=\"\",Q60=\"\"),\"\",ROUND(VLOOKUP(I60,直管換算!$B$4:$Q$26,7,FALSE)*Q60,2))","v":""},{"$f":"IF(OR(I60=\"\",R60=\"\"),\"\",ROUND(VLOOKUP(I60,直管換算!$B$4:$Q$26,8,FALSE)*R60,2))","v":""},{"$f":"IF(OR(I60=\"\",S60=\"\"),\"\",ROUND(VLOOKUP(I60,直管換算!$B$4:$Q$26,9,FALSE)*S60,2))","v":""},{"$f":"IF(OR(I60=\"\",T60=\"\"),\"\",ROUND(VLOOKUP(I60,直管換算!$B$4:$Q$26,10,FALSE)*T60,2))","v":""},{"$f":"IF(OR(I60=\"\",U60=\"\"),\"\",ROUND(VLOOKUP(I60,直管換算!$B$4:$Q$26,11,FALSE)*U60,2))","v":""},{"$f":"IF(OR(I60=\"\",V60=\"\"),\"\",ROUND(VLOOKUP(I60,直管換算!$B$4:$Q$26,12,FALSE)*V60,2))","v":""},{"$f":"IF(OR(I60=\"\",W60=\"\"),\"\",ROUND(VLOOKUP(I60,直管換算!$B$4:$Q$26,13,FALSE)*W60,2))","v":""},{"$f":"IF(OR(I60=\"\",X60=\"\"),\"\",ROUND(VLOOKUP(I60,直管換算!$B$4:$Q$26,14,FALSE)*X60,2))","v":""},{"$f":"IF(OR(I60=\"\",Y60=\"\"),\"\",ROUND(VLOOKUP(I60,直管換算!$B$4:$Q$26,15,FALSE)*Y60,2))","v":""},{"$f":"IF(OR(I60=\"\",Z60=\"\"),\"\",ROUND(VLOOKUP(I60,直管換算!$B$4:$Q$26,16,FALSE)*Z60,2))","v":""},"",null,"空","","",{"$f":"IF(OR(H60=\"\",I60=\"\"),\"\",0.35464*計算公式!$B$14*POWER(AC60/1000,0.63)*POWER(BC60/1000,0.54))","v":""},{"$f":"IF(OR(H60=\"\",I60=\"\"),\"\",10.666*POWER(計算公式!$B$14,-1.85)*POWER(AC60/1000,-4.87)*POWER(H60/1000,1.85)*1000)","v":""}]
[null,null,null,null,null,null,null,null,null,null,null,null,null,null,null,null,null,null,null,null,null,null,null,null,null,null,null,null,null,null,null,null,null,null,null,null,null,null,null,null,null,null,null,null,null,null,null,null,null,null,"空"]
[null,{"$f":"IF($BG$10<>\"区間計算後に比較\",\"\",\"累計所要水頭\")","v":"累計所要水頭"},null,{"$f":"IF(OR($BG$10<>\"区間計算後に比較\",$F$10=0),\"\",IF($BF$10=\"MPa\",OFFSET($B$10,$F$10,0,1,1),OFFSET($C$10,$F$10,0,1,1)))","v":0.15},{"$f":"IF($BG$10<>\"区間計算後に比較\",\"\",IF($BF$10=\"MPa\",\"MPa\",\"ｍ\"))","v":"MPa"}]
[null,{"$f":"IF($BG$10<>\"区間計算後に比較\",\"\",IF($BF$10=\"MPa\",\"給水用具の必要圧力\",\"給水用具の所要水頭\"))","v":"給水用具の必要圧力"},null,{"$f":"IF($BG$10<>\"区間計算後に比較\",\"\",$BG$12)","v":0.03},{"$f":"IF($BG$10<>\"区間計算後に比較\",\"\",IF($BF$10=\"MPa\",\"MPa\",\"ｍ\"))","v":"MPa"}]
[null,{"$f":"IF($BG$10<>\"区間計算後に比較\",\"\",\"合計\")","v":"合計"},null,{"$f":"IF(OR($BG$10<>\"区間計算後に比較\",$D$62=\"\"),\"\",$D$62+$D$63)","v":0.18},{"$f":"IF($BG$10<>\"区間計算後に比較\",\"\",IF($BF$10=\"MPa\",\"MPa\",\"ｍ\"))","v":"MPa"}]

{"sheet":"目次-戸数人数","index":13,"n_rows":65,"n_cols":3,"rows_kept":65,"cut":false,"hidden":true,"merged":[]}
[]
[null,"＜目次＞"]
[]
[null,"―入力項目―"]
[]
[null,null,"水理計算書の表紙"]
[null,null,"表紙の設定をします。"]
[]
[null,null,"基本情報の入力"]
[null,null,"「名称」「工事場所」など、基本情報を入力します。"]
[]
[null,null,"配水管の水圧"]
[null,null,"配水管の水圧を設定します。"]
[]
[null,null,"末端世帯の取り扱い"]
[null,null,"末端世帯の水頭の取り扱いを設定します。"]
[]
[null,null,"末端給水用具数"]
[null,null,"末端給水用具数を入力します。"]
[]
[null,null,"同時使用給水用具"]
[null,null,"同時に使用する給水用具を設定します。"]
[]
[null,null,"給水用具の所要水頭"]
[null,null,"給水用具の所要水頭（必要圧力）を設定します。"]
[]
[null,null,"安全率-末端世帯"]
[null,null,"末端世帯の安全率の設定をします。"]
[]
[null,null,"量水器の適正使用範囲-末端世帯"]
[null,null,"結果の判定における、末端世帯の量水器の適正使用範囲の設定をします。"]
[]
[null,null,"流速-末端世帯"]
[null,null,"結果の判定における、末端世帯の流速の設定をします。"]
[]
[null,null,"末端世帯の区間計算を行います。"]
[]
[]
[null,null,"戸数と居住人数"]
[null,null,"幹栓の計画使用水量の算出方法を設定します。"]
[]
[null,null,"安全率-幹栓"]
[null,null,"幹栓の安全率の設定をします。"]
[]
[null,null,"量水器の適正使用範囲-幹栓"]
[null,null,"結果の判定における、幹栓の量水器の適正使用範囲の設定をします。"]
[]
[null,null,"流速-幹栓"]
[null,null,"結果の判定における、幹栓の流速の設定をします。"]
[]
[null,null,"幹栓の区間計算を行います。"]
[]
[null,"―設定項目―"]
[]
[null,null,"「同時使用率を考慮した末端給水用具数」の設定。"]
[]
[null,null,"給水用具の用途別使用水量の設定。"]
[]
[null,null,"水頭計算に用いる計算式の設定。"]
[]
[null,null,"入力に使用する口径に対して、実際に計算に用いる内径値の設定。"]
[]
[null,null,"量水器適正使用範囲の設定。"]
[]
[null,null,"直管換算長の設定。"]

{"sheet":"共通1","index":14,"n_rows":20,"n_cols":2,"rows_kept":20,"cut":false,"hidden":true,"merged":[]}
[]
[null,"＜共通1＞水理計算書の表紙"]
[]
[null,"●水理計算書の表紙を作成しますか？"]
[]
[null,"＜作成する場合＞"]
[null,"下のリストから「作成する」を選択して、シート「共通2」へ進んでください。"]
[]
[null,"＜作成しない場合＞"]
[null,"下のリストから「作成しない」を選択して、シート「共通3」へ進んでください。"]
[]
[null,"水理計算書の表紙"]
[null,"作成する"]
[null,{"$f":"IF($B$13<>\"\",\"\",\"※空白は「作成する」として処理します。\")","v":""}]
[]
[null,"表紙を作成する場合"]
[]
[]
[]
[null,"表紙を作成しない場合"]

{"sheet":"共通2","index":15,"n_rows":23,"n_cols":6,"rows_kept":23,"cut":false,"hidden":true,"merged":[[10,3,10,9],[14,3,14,9],[18,3,18,9],[22,3,22,9]]}
[]
[null,"＜共通2＞基本情報の入力"]
[null,{"$f":"IF(共通1!$B$13=\"作成しない\",\"※表紙を作成しないため、このシートに入力する必要はありません。\",\"\")","v":""}]
[null,"●「名称」「工事場所」「用途」「給水方式」を入力してください。"]
[]
[null,"入力内容は水理計算書の表紙に記載されます。"]
[null,"記載しない項目は、リストから「記載しない」を選択してください。"]
[]
[null,"■名　　称",null,"記載する",null,{"$f":"IF(D9<>\"\",\"\",\"※空白は「記載する」として処理します。\")","v":""}]
[]
[null,null,null,"テストアパート"]
[]
[null,"■工事場所",null,"記載する",null,{"$f":"IF(D13<>\"\",\"\",\"※空白は「記載する」として処理します。\")","v":""}]
[]
[null,null,null,"千葉県某市某町1-2-3"]
[]
[null,"■用　　途",null,"記載する",null,{"$f":"IF(D17<>\"\",\"\",\"※空白は「記載する」として処理します。\")","v":""}]
[]
[null,null,null,"２階建てアパート"]
[]
[null,"■給水方式",null,"記載する",null,{"$f":"IF(D21<>\"\",\"\",\"※空白は「記載する」として処理します。\")","v":""}]
[]
[null,null,null,"直結直圧式"]

{"sheet":"共通3","index":16,"n_rows":16,"n_cols":5,"rows_kept":16,"cut":false,"hidden":true,"merged":[[13,1,13,2],[13,3,13,4]]}
[]
[null,"＜共通3＞配水管の水圧"]
[]
[null,"●配水管の最小動水圧（設計水圧）の設定を行います。"]
[]
[null,"給水装置の所要水頭と比較する時の単位をリストから選択し、その数値を入力してください。"]
[]
[null,"比較の単位","数値","単位"]
[null,"圧力（MPa）",0.19600000000000001,{"$f":"IF(B9=\"水頭（m）\",\"m\",\"MPa\")","v":"MPa"}]
[null,{"$f":"IF($B$9<>\"\",\"\",\"※空白は「圧力（MPa）」として処理します。\")","v":""}]
[]
[null,"■単位の変換には、下の変換式をご利用ください。"]
[]
[null,"変換前",null,"変換後"]
[null,"数値","単位","数値","単位"]
[null,20,"水頭（m）",{"$f":"IF(OR(B16=\"\",C16=\"\"),\"\",IF(C16=\"圧力（MPa）\",ROUND(B16/0.00980665,2),ROUND(B16*0.00980665,3)))","v":0.19600000000000001},{"$f":"IF(C16=\"\",\"\",IF(C16=\"圧力（MPa）\",\"m\",\"MPa\"))","v":"MPa"}]

{"sheet":"共通4","index":17,"n_rows":58,"n_cols":3,"rows_kept":58,"cut":false,"hidden":true,"merged":[[5,1,5,2],[6,1,6,2],[52,1,52,8],[53,1,53,8]]}
[]
[null,"＜共通4＞末端世帯の取り扱い"]
[]
[null,"●末端世帯の取り扱い方法を下のリストから選択してください。"]
[]
[null,"末端世帯"]
[null,"水頭計算する"]
[null,{"$f":"IF($B$7<>\"\",\"\",\"※空白は「考慮しない」として処理します。\")","v":""}]
[]
[null,"※各リスト項目の説明"]
[null,"＜考慮しない＞"]
[null,"この方法は、末端世帯の損失水頭を一切考慮せず、幹栓のみの水頭計算を行います。"]
[]
[null,"この方法を選択した場合、「末端1」から「末端区間」までの入力は必要ありません。"]
[null,"シート「幹栓1」へ進んでください。"]
[]
[]
[]
[null,"＜水頭計算する＞"]
[null,"この方法は、末端世帯の水頭計算を行います。"]
[]
[null,"末端世帯の流量算出方法は、"]
[null,"「同時に使用する末端給水用具を設定して計算する方法」によります。"]
[]
[null,"シート「末端1」へ進んでください。"]
[]
[]
[]
[null,"＜所要水頭を入力する＞"]
[null,"この方法は、末端世帯の水頭計算は行わずに、"]
[null,"末端世帯の所要水頭を直接入力する方法です。"]
[]
[null,"上のリストから「所要水頭を入力する」を選択した後、"]
[null,"下の「数値」欄に末端世帯の所要水頭を入力し、"]
[null,"「単位」欄のリストから、所要水頭の単位を選択してください。"]
[]
[null,"数値","単位"]
[null,7,"水頭（m）"]
[null,null,{"$f":"IF($C$38<>\"\",\"\",\"※空白は「圧力（MPa）」として処理します。\")","v":""}]
[]
[null,"所要水頭の内訳を付記することもできます。"]
[null,"付記する場合"]
[null,"下の「内訳の付記」欄のリストから「付記する」を選択し、"]
[null,"「内訳」欄に所要水頭の内訳を入力してください。"]
[]
[null,"付記しない場合"]
[null,"下の「内訳の付記」欄のリストから「付記しない」を選択してください。"]
[null,"「内訳」欄には何も入力しません。（入力してあっても問題ありません。）"]
[]
[null,"内訳の付記"]
[null,"付記する"]
[null,{"$f":"IF($B$51<>\"\",\"\",\"※空白は「付記しない」として処理します。\")","v":""}]
[null,"内訳"]
[null,"5ｍ＋末端分岐部から蛇口最頂部までの高低差（2ｍ）"]
[]
[null,"この、「所要水頭を入力する」方法を選択した場合、"]
[null,"「末端1」から「末端区間」までの入力は必要ありません。"]
[null,"シート「幹栓1」へ進んでください。"]

{"sheet":"末端1","index":18,"n_rows":12,"n_cols":4,"rows_kept":12,"cut":false,"hidden":true,"merged":[]}
[]
[null,"＜末端1＞末端給水用具数"]
[null,{"$f":"IF(共通4!$B$7<>\"水頭計算する\",\"※末端世帯の水頭計算をしないため、このシートに入力する必要はありません。\",IF(共通1!$B$13=\"作成しない\",\"※表紙を作成しないため、このシートに入力する必要はありません。\",\"\"))","v":""}]
[null,"●末端給水用具の総数を入力してください。"]
[]
[null,"入力できる数値は「1～30」です。"]
[null,"リストからも選択できます。"]
[null,"入力内容は水理計算書の表紙に記載されます。"]
[]
[null,"■末端給水用具の総数",7,"栓"]
[null,null,{"$f":"IF(AND(共通4!$B$7=\"水頭計算する\",共通1!$B$13<>\"作成しない\",$C$10=\"\"),\"※空白ですと正常に計算できません。\",\"\")","v":""}]
[null,"■同時使用末端給水用具数",{"$f":"IF(C10=\"\",\"\",VLOOKUP(C10,同時使用!$B$4:$C$33,2,FALSE))","v":3},"栓"]

{"sheet":"末端2","index":19,"n_rows":64,"n_cols":9,"rows_kept":64,"cut":false,"hidden":true,"merged":[[10,3,10,4],[10,5,10,6],[21,1,21,2]]}
[]
[null,"＜末端2＞同時使用給水用具"]
[null,{"$f":"IF(共通4!$B$7<>\"水頭計算する\",\"※末端世帯の水頭計算をしないため、このシートに入力する必要はありません。\",IF(共通1!$B$13=\"作成しない\",\"※表紙を作成しないため、このシートに入力する必要はありません。\",\"\"))","v":""}]
[null,"●同時に使用する給水用具をリストから選択してください。"]
[]
[null,"入力内容は水理計算書の表紙に記載されます。"]
[null,"リストに無い給水用具はあらかじめ「使用水量」シートで登録してください。"]
[]
[]
[null,null,null,null,null,null,null,null,"↓非表示にする"]
[null,"No","同時使用給水用具","使用水量（L/min）",null,"使用水量（L/sec）",null,null,"同時使用末端給水用具数"]
[null,1,"台所流し",{"$f":"IF(C12=\"\",\"\",VLOOKUP(C12,使用水量!$C$4:$G$53,5,FALSE))","v":12},"L/min",{"$f":"IF(C12=\"\",\"\",VLOOKUP(C12,使用水量!$C$4:$G$53,4,FALSE))","v":0.2},"L/sec",null,{"$f":"末端1!C12","v":3}]
[null,2,"洗たく流し",{"$f":"IF(C13=\"\",\"\",VLOOKUP(C13,使用水量!$C$4:$G$53,5,FALSE))","v":12},"L/min",{"$f":"IF(C13=\"\",\"\",VLOOKUP(C13,使用水量!$C$4:$G$53,4,FALSE))","v":0.2},"L/sec"]
[null,3,"洗面器",{"$f":"IF(C14=\"\",\"\",VLOOKUP(C14,使用水量!$C$4:$G$53,5,FALSE))","v":8},"L/min",{"$f":"IF(C14=\"\",\"\",VLOOKUP(C14,使用水量!$C$4:$G$53,4,FALSE))","v":0.13},"L/sec",null,"同時使用給水用具リスト"]
[null,4,"浴槽（和式）",{"$f":"IF(C15=\"\",\"\",VLOOKUP(C15,使用水量!$C$4:$G$53,5,FALSE))","v":20},"L/min",{"$f":"IF(C15=\"\",\"\",VLOOKUP(C15,使用水量!$C$4:$G$53,4,FALSE))","v":0.33},"L/sec",null,{"$f":"IF(使用水量!C4=\"\",\"\",使用水量!C4)","v":"台所流し"}]
[null,5,"浴槽（洋式）",{"$f":"IF(C16=\"\",\"\",VLOOKUP(C16,使用水量!$C$4:$G$53,5,FALSE))","v":30},"L/min",{"$f":"IF(C16=\"\",\"\",VLOOKUP(C16,使用水量!$C$4:$G$53,4,FALSE))","v":0.5},"L/sec",null,{"$f":"IF(使用水量!C5=\"\",\"\",使用水量!C5)","v":"洗たく流し"}]
[null,6,"シャワー",{"$f":"IF(C17=\"\",\"\",VLOOKUP(C17,使用水量!$C$4:$G$53,5,FALSE))","v":8},"L/min",{"$f":"IF(C17=\"\",\"\",VLOOKUP(C17,使用水量!$C$4:$G$53,4,FALSE))","v":0.13},"L/sec",null,{"$f":"IF(使用水量!C6=\"\",\"\",使用水量!C6)","v":"洗面器"}]
[null,7,"小便器（洗浄水槽）",{"$f":"IF(C18=\"\",\"\",VLOOKUP(C18,使用水量!$C$4:$G$53,5,FALSE))","v":12},"L/min",{"$f":"IF(C18=\"\",\"\",VLOOKUP(C18,使用水量!$C$4:$G$53,4,FALSE))","v":0.2},"L/sec",null,{"$f":"IF(使用水量!C7=\"\",\"\",使用水量!C7)","v":"浴槽（和式）"}]
[null,8,"小便器（洗浄弁）",{"$f":"IF(C19=\"\",\"\",VLOOKUP(C19,使用水量!$C$4:$G$53,5,FALSE))","v":15},"L/min",{"$f":"IF(C19=\"\",\"\",VLOOKUP(C19,使用水量!$C$4:$G$53,4,FALSE))","v":0.25},"L/sec",null,{"$f":"IF(使用水量!C8=\"\",\"\",使用水量!C8)","v":"浴槽（洋式）"}]
[null,9,"大便器（洗浄水槽）",{"$f":"IF(C20=\"\",\"\",VLOOKUP(C20,使用水量!$C$4:$G$53,5,FALSE))","v":12},"L/min",{"$f":"IF(C20=\"\",\"\",VLOOKUP(C20,使用水量!$C$4:$G$53,4,FALSE))","v":0.2},"L/sec",null,{"$f":"IF(使用水量!C9=\"\",\"\",使用水量!C9)","v":"シャワー"}]
[null,10,"大便器（洗浄弁）",{"$f":"IF(C21=\"\",\"\",VLOOKUP(C21,使用水量!$C$4:$G$53,5,FALSE))","v":70},"L/min",{"$f":"IF(C21=\"\",\"\",VLOOKUP(C21,使用水量!$C$4:$G$53,4,FALSE))","v":1.17},"L/sec",null,{"$f":"IF(使用水量!C10=\"\",\"\",使用水量!C10)","v":"小便器（洗浄水槽）"}]
[null,"合計",null,{"$f":"IF(I12=\"\",\"\",SUM(OFFSET(D12,0,0,I12,1)))","v":32},"L/min",{"$f":"IF(I12=\"\",\"\",SUM(OFFSET(F12,0,0,I12,1)))","v":0.53},"L/sec",null,{"$f":"IF(使用水量!C11=\"\",\"\",使用水量!C11)","v":"小便器（洗浄弁）"}]
[null,null,null,null,null,null,null,null,{"$f":"IF(使用水量!C12=\"\",\"\",使用水量!C12)","v":"大便器（洗浄水槽）"}]
[null,null,null,null,null,null,null,null,{"$f":"IF(使用水量!C13=\"\",\"\",使用水量!C13)","v":"大便器（洗浄弁）"}]
[null,null,null,null,null,null,null,null,{"$f":"IF(使用水量!C14=\"\",\"\",使用水量!C14)","v":"手洗器"}]
[null,null,null,null,null,null,null,null,{"$f":"IF(使用水量!C15=\"\",\"\",使用水量!C15)","v":"消火栓（小型）"}]
[null,null,null,null,null,null,null,null,{"$f":"IF(使用水量!C16=\"\",\"\",使用水量!C16)","v":"散水"}]
[null,null,null,null,null,null,null,null,{"$f":"IF(使用水量!C17=\"\",\"\",使用水量!C17)","v":"洗車"}]
[null,null,null,null,null,null,null,null,{"$f":"IF(使用水量!C18=\"\",\"\",使用水量!C18)","v":""}]
[null,null,null,null,null,null,null,null,{"$f":"IF(使用水量!C19=\"\",\"\",使用水量!C19)","v":""}]
[null,null,null,null,null,null,null,null,{"$f":"IF(使用水量!C20=\"\",\"\",使用水量!C20)","v":""}]
[null,null,null,null,null,null,null,null,{"$f":"IF(使用水量!C21=\"\",\"\",使用水量!C21)","v":""}]
[null,null,null,null,null,null,null,null,{"$f":"IF(使用水量!C22=\"\",\"\",使用水量!C22)","v":""}]
[null,null,null,null,null,null,null,null,{"$f":"IF(使用水量!C23=\"\",\"\",使用水量!C23)","v":""}]
[null,null,null,null,null,null,null,null,{"$f":"IF(使用水量!C24=\"\",\"\",使用水量!C24)","v":""}]
[null,null,null,null,null,null,null,null,{"$f":"IF(使用水量!C25=\"\",\"\",使用水量!C25)","v":""}]
[null,null,null,null,null,null,null,null,{"$f":"IF(使用水量!C26=\"\",\"\",使用水量!C26)","v":""}]
[null,null,null,null,null,null,null,null,{"$f":"IF(使用水量!C27=\"\",\"\",使用水量!C27)","v":""}]
[null,null,null,null,null,null,null,null,{"$f":"IF(使用水量!C28=\"\",\"\",使用水量!C28)","v":""}]
[null,null,null,null,null,null,null,null,{"$f":"IF(使用水量!C29=\"\",\"\",使用水量!C29)","v":""}]
[null,null,null,null,null,null,null,null,{"$f":"IF(使用水量!C30=\"\",\"\",使用水量!C30)","v":""}]
[null,null,null,null,null,null,null,null,{"$f":"IF(使用水量!C31=\"\",\"\",使用水量!C31)","v":""}]
[null,null,null,null,null,null,null,null,{"$f":"IF(使用水量!C32=\"\",\"\",使用水量!C32)","v":""}]
[null,null,null,null,null,null,null,null,{"$f":"IF(使用水量!C33=\"\",\"\",使用水量!C33)","v":""}]
[null,null,null,null,null,null,null,null,{"$f":"IF(使用水量!C34=\"\",\"\",使用水量!C34)","v":""}]
[null,null,null,null,null,null,null,null,{"$f":"IF(使用水量!C35=\"\",\"\",使用水量!C35)","v":""}]
[null,null,null,null,null,null,null,null,{"$f":"IF(使用水量!C36=\"\",\"\",使用水量!C36)","v":""}]
[null,null,null,null,null,null,null,null,{"$f":"IF(使用水量!C37=\"\",\"\",使用水量!C37)","v":""}]
[null,null,null,null,null,null,null,null,{"$f":"IF(使用水量!C38=\"\",\"\",使用水量!C38)","v":""}]
[null,null,null,null,null,null,null,null,{"$f":"IF(使用水量!C39=\"\",\"\",使用水量!C39)","v":""}]
[null,null,null,null,null,null,null,null,{"$f":"IF(使用水量!C40=\"\",\"\",使用水量!C40)","v":""}]
[null,null,null,null,null,null,null,null,{"$f":"IF(使用水量!C41=\"\",\"\",使用水量!C41)","v":""}]
[null,null,null,null,null,null,null,null,{"$f":"IF(使用水量!C42=\"\",\"\",使用水量!C42)","v":""}]
[null,null,null,null,null,null,null,null,{"$f":"IF(使用水量!C43=\"\",\"\",使用水量!C43)","v":""}]
[null,null,null,null,null,null,null,null,{"$f":"IF(使用水量!C44=\"\",\"\",使用水量!C44)","v":""}]
[null,null,null,null,null,null,null,null,{"$f":"IF(使用水量!C45=\"\",\"\",使用水量!C45)","v":""}]
[null,null,null,null,null,null,null,null,{"$f":"IF(使用水量!C46=\"\",\"\",使用水量!C46)","v":""}]
[null,null,null,null,null,null,null,null,{"$f":"IF(使用水量!C47=\"\",\"\",使用水量!C47)","v":""}]
[null,null,null,null,null,null,null,null,{"$f":"IF(使用水量!C48=\"\",\"\",使用水量!C48)","v":""}]
[null,null,null,null,null,null,null,null,{"$f":"IF(使用水量!C49=\"\",\"\",使用水量!C49)","v":""}]
[null,null,null,null,null,null,null,null,{"$f":"IF(使用水量!C50=\"\",\"\",使用水量!C50)","v":""}]
[null,null,null,null,null,null,null,null,{"$f":"IF(使用水量!C51=\"\",\"\",使用水量!C51)","v":""}]
[null,null,null,null,null,null,null,null,{"$f":"IF(使用水量!C52=\"\",\"\",使用水量!C52)","v":""}]
[null,null,null,null,null,null,null,null,{"$f":"IF(使用水量!C53=\"\",\"\",使用水量!C53)","v":""}]

{"sheet":"末端3","index":20,"n_rows":36,"n_cols":5,"rows_kept":36,"cut":false,"hidden":true,"merged":[[33,1,33,2],[33,3,33,4]]}
[]
[null,"＜末端3＞給水用具の所要水頭"]
[null,{"$f":"IF(共通4!$B$7<>\"水頭計算する\",\"※末端世帯の水頭計算をしないため、このシートに入力する必要はありません。\",\"\")","v":""}]
[null,"●給水用具の所要水頭（必要圧力）を考慮しますか？"]
[]
[null,"＜考慮しない場合＞"]
[null,"下表の「方法」欄のリストから「考慮しない」を選択してください。"]
[null,"「数値」欄には何も入力しません。（入力してあっても問題ありません。）"]
[]
[null,"＜区間計算の際に考慮する場合＞"]
[null,"この方法は、区間計算の区間データに給水用具の所要水頭（必要圧力）を含めて"]
[null,"累計所要水頭を算出します。"]
[]
[null,"下表の「方法」欄のリストから「区間計算に含める」を選択してください。"]
[null,"「数値」欄には何も入力しません。（入力してあっても問題ありません。）"]
[]
[null,"この場合、シート「末端区間」で区間データを入力する際に、「他損失水頭等」の項目に"]
[null,"給水用具の所要水頭（必要圧力）を入力してください。"]
[]
[null,"＜区間計算後に考慮する場合＞"]
[null,"この方法は、区間計算後に、区間計算で算出した所要水頭と"]
[null,"給水用具の所要水頭（必要圧力）を合計します。"]
[]
[null,"下表の「方法」欄のリストから「区間計算後に比較」を選択してください。"]
[null,"「数値」欄には、給水用具の所要水頭（必要圧力）を入力してください。"]
[null,"※数値の単位は、「共通3 配水管の水圧」で選択した単位となります。"]
[]
[null,"方法","数値","単位"]
[null,"区間計算後に比較",0.03,{"$f":"IF(B29<>\"区間計算後に比較\",\"\",共通3!D9)","v":"MPa"}]
[null,{"$f":"IF(B29<>\"\",\"\",\"※空白は「考慮しない」として処理します。\")","v":""}]
[]
[null,"■単位の変換には、下の変換式をご利用ください。"]
[]
[null,"変換前",null,"変換後"]
[null,"数値","単位","MPa","m"]
[null,3,"m",{"$f":"IF(OR($B$36=\"\",$C$36=\"\"),\"\",IF($C$36=\"MPa\",$B$36,IF($C$36=\"kPa\",ROUND($B$36/1000,3),IF($C$36=\"kgf/cm2\",ROUND($B$36*0.0980665,3),ROUND($B$36*0.00980665,3)))))","v":2.9000000000000001E-2},{"$f":"IF(OR($B$36=\"\",$C$36=\"\"),\"\",IF($C$36=\"MPa\",ROUND($B$36/0.00980665,2),IF($C$36=\"kPa\",ROUND($B$36/9.80665,2),IF($C$36=\"kgf/cm2\",ROUND($B$36*10,2),$B$36))))","v":3}]

{"sheet":"末端4","index":21,"n_rows":19,"n_cols":4,"rows_kept":19,"cut":false,"hidden":true,"merged":[]}
[]
[null,"＜末端4＞安全率-末端世帯"]
[null,{"$f":"IF(共通4!$B$7<>\"水頭計算する\",\"※末端世帯の水頭計算をしないため、このシートに入力する必要はありません。\",\"\")","v":""}]
[null,"●安全率を設定しますか？"]
[]
[null,"＜設定しない場合＞"]
[null,"下表の「安全率の設定」欄のリストから「設定しない」を選択してください。"]
[null,"「数値」欄には何も入力しません。（入力してあっても問題ありません。）"]
[]
[null,"＜設定する場合＞"]
[null,"下表の「安全率の設定」欄のリストから「設定する」を選択してください。"]
[null,"「数値」欄には、安全率を入力してください。"]
[]
[null,"安全率の設定","数値","単位"]
[null,"設定する",10,"％"]
[null,{"$f":"IF($B$15<>\"\",\"\",\"※空白は「設定しない」として処理します。\")","v":""}]
[null,{"$f":"IF(OR($B$15<>\"設定する\",$C$15=\"\"),\"\",\"損失水頭を\")","v":"損失水頭を"},{"$f":"IF(OR($B$15<>\"設定する\",$C$15=\"\"),\"\",$C$15/100+1)","v":1.1000000000000001},{"$f":"IF(OR($B$15<>\"設定する\",$C$15=\"\"),\"\",\"倍します。\")","v":"倍します。"}]
[]
[null,"■下のボタンを押すと、幹栓の安全率（「幹栓2」シート）にも同じ設定を適用します。"]

{"sheet":"末端5","index":22,"n_rows":48,"n_cols":11,"rows_kept":48,"cut":false,"hidden":true,"merged":[[20,1,20,2],[21,1,21,2],[24,1,24,8],[25,1,25,2],[25,4,25,5],[25,7,25,8]]}
[]
[null,"＜末端5＞量水器の適正使用範囲-末端世帯"]
[null,{"$f":"IF(共通4!$B$7<>\"水頭計算する\",\"※末端世帯の水頭計算をしないため、このシートに入力する必要はありません。\",\"\")","v":""}]
[null,"●量水器の適正使用範囲と同時使用水量との比較を記載しますか？"]
[]
[null,"＜記載しない場合＞"]
[null,"下表の「量水器の比較」欄のリストから「記載しない」を選択してください。"]
[null,"「単位」欄、「量水器口径」欄には何も入力しません。（入力してあっても問題ありません。）"]
[]
[null,"＜記載する場合＞"]
[null,"下表の「量水器の比較」欄のリストから「上限と下限を比較」または「上限のみ比較」を"]
[null,"選択してください。"]
[null,"「単位」欄のリストから、水量の単位を選択してください。"]
[null,"「量水器口径」欄のリストから、量水器の口径を選択してください。"]
[]
[null,"「比較結果」で、量水器口径が適当かどうかを確認してください。"]
[]
[null,"※「共通1 水理計算書の表紙」で、「表紙を作成しない」を選択した場合、「比較結果」の"]
[null,"「同時使用水量」欄に同時使用水量を入力してください。"]
[]
[null,"量水器の比較",null,"単位","量水器\n口径",null,null,null,null,null,"↓非表示にする"]
[null,"上限と下限を比較",null,"L/sec",25,null,null,null,null,null,"水理計算書の表紙"]
[null,{"$f":"IF($B$22<>\"\",\"\",\"※空白は「記載しない」として処理します。\")","v":""},null,null,null,null,null,null,null,null,{"$f":"IF(共通1!B13=\"作成しない\",共通1!B13,\"作成する\")","v":"作成する"}]
[]
[null,"比較結果",null,null,null,null,null,null,null,null,"量水器口径リスト"]
[null,"流量下限",null,"比較","同時使用水量",null,"比較","流量上限",null,null,{"$f":"IF(量水器!B5=\"\",\"\",量水器!B5)","v":13}]
[null,{"$f":"IF(OR($B$22<>\"上限と下限を比較\",$D$22=\"\",$E$22=\"\"),\"\",IF($D$22=\"L/sec\",VLOOKUP($E$22,量水器!$B$5:$J$27,6,FALSE),VLOOKUP($E$22,量水器!$B$5:$J$27,8,FALSE)))","v":0.06},{"$f":"IF(OR($B$22<>\"上限と下限を比較\",$D$22=\"\"),\"\",IF($D$22=\"L/sec\",\"L/sec\",\"L/min\"))","v":"L/sec"},{"$f":"IF(OR($B$22<>\"上限と下限を比較\",$D$22=\"\",$E$22=\"\"),\"\",IF(B27<E27,\"<\",IF(B27>E27,\">\",\"=\")))","v":"<"},{"$f":"IF(OR($B$22=\"記載しない\",$B$22=\"\",末端2!$C$12=\"\",$D$22=\"\",$K$23=\"作成しない\"),\"\",IF($D$22=\"L/sec\",末端2!$F$22,末端2!$D$22))","v":0.53},{"$f":"IF(OR($B$22=\"記載しない\",$B$22=\"\",$D$22=\"\"),\"\",IF($D$22=\"L/sec\",\"L/sec\",\"L/min\"))","v":"L/sec"},{"$f":"IF(OR($B$22=\"記載しない\",$B$22=\"\",$D$22=\"\",$E$22=\"\"),\"\",IF(E27<H27,\"<\",IF(E27>H27,\">\",\"=\")))","v":"<"},{"$f":"IF(OR($B$22=\"記載しない\",$B$22=\"\",$D$22=\"\",$E$22=\"\"),\"\",IF($D$22=\"L/sec\",VLOOKUP($E$22,量水器!$B$5:$J$27,7,FALSE),VLOOKUP($E$22,量水器!$B$5:$J$27,9,FALSE)))","v":0.69},{"$f":"IF(OR($B$22=\"記載しない\",$B$22=\"\",$D$22=\"\"),\"\",IF($D$22=\"L/sec\",\"L/sec\",\"L/min\"))","v":"L/sec"},null,{"$f":"IF(量水器!B6=\"\",\"\",量水器!B6)","v":20}]
[null,null,null,null,null,null,null,null,null,null,{"$f":"IF(量水器!B7=\"\",\"\",量水器!B7)","v":25}]
[null,null,null,null,null,null,null,null,null,null,{"$f":"IF(量水器!B8=\"\",\"\",量水器!B8)","v":30}]
[null,"■「比較結果」の「同時使用水量」欄には、「末端2 同時使用給水用具」の合計を参照する",null,null,null,null,null,null,null,null,{"$f":"IF(量水器!B9=\"\",\"\",量水器!B9)","v":40}]
[null,"数式が入力されています。",null,null,null,null,null,null,null,null,{"$f":"IF(量水器!B10=\"\",\"\",量水器!B10)","v":50}]
[null,"「表紙を作成しない」を選択した場合、数値を直接入力するため、数式は上書きされます。",null,null,null,null,null,null,null,null,{"$f":"IF(量水器!B11=\"\",\"\",量水器!B11)","v":75}]
[null,"元の数式に戻したい場合には、下の「リセット」ボタンを押してください。",null,null,null,null,null,null,null,null,{"$f":"IF(量水器!B12=\"\",\"\",量水器!B12)","v":100}]
[null,null,null,null,null,null,null,null,null,null,{"$f":"IF(量水器!B13=\"\",\"\",量水器!B13)","v":150}]
[null,null,null,null,null,null,null,null,null,null,{"$f":"IF(量水器!B14=\"\",\"\",量水器!B14)","v":200}]
[null,null,null,null,null,null,null,null,null,null,{"$f":"IF(量水器!B15=\"\",\"\",量水器!B15)","v":250}]
[null,null,null,null,null,null,null,null,null,null,{"$f":"IF(量水器!B16=\"\",\"\",量水器!B16)","v":300}]
[null,null,null,null,null,null,null,null,null,null,{"$f":"IF(量水器!B17=\"\",\"\",量水器!B17)","v":350}]
[null,null,null,null,null,null,null,null,null,null,{"$f":"IF(量水器!B18=\"\",\"\",量水器!B18)","v":10}]
[null,null,null,null,null,null,null,null,null,null,{"$f":"IF(量水器!B19=\"\",\"\",量水器!B19)","v":16}]
[null,null,null,null,null,null,null,null,null,null,{"$f":"IF(量水器!B20=\"\",\"\",量水器!B20)","v":""}]
[null,null,null,null,null,null,null,null,null,null,{"$f":"IF(量水器!B21=\"\",\"\",量水器!B21)","v":""}]
[null,null,null,null,null,null,null,null,null,null,{"$f":"IF(量水器!B22=\"\",\"\",量水器!B22)","v":""}]
[null,null,null,null,null,null,null,null,null,null,{"$f":"IF(量水器!B23=\"\",\"\",量水器!B23)","v":""}]
[null,null,null,null,null,null,null,null,null,null,{"$f":"IF(量水器!B24=\"\",\"\",量水器!B24)","v":""}]
[null,null,null,null,null,null,null,null,null,null,{"$f":"IF(量水器!B25=\"\",\"\",量水器!B25)","v":""}]
[null,null,null,null,null,null,null,null,null,null,{"$f":"IF(量水器!B26=\"\",\"\",量水器!B26)","v":""}]
[null,null,null,null,null,null,null,null,null,null,{"$f":"IF(量水器!B27=\"\",\"\",量水器!B27)","v":""}]

{"sheet":"末端6","index":23,"n_rows":18,"n_cols":4,"rows_kept":18,"cut":false,"hidden":true,"merged":[]}
[]
[null,"＜末端6＞流速-末端世帯"]
[null,{"$f":"IF(共通4!$B$7<>\"水頭計算する\",\"※末端世帯の水頭計算をしないため、このシートに入力する必要はありません。\",\"\")","v":""}]
[null,"●流速の比較を記載しますか？"]
[]
[null,"＜記載しない場合＞"]
[null,"下表の「流速の比較」欄のリストから「記載しない」を選択してください。"]
[null,"「数値」欄には何も入力しません。（入力してあっても問題ありません。）"]
[]
[null,"＜記載する場合＞"]
[null,"下表の「流速の比較」欄のリストから「記載する」を選択してください。"]
[null,"「数値」欄には、比較の基準となる流速を入力してください。"]
[]
[null,"流速の比較","数値","単位"]
[null,"記載する",2,"m/sec"]
[null,{"$f":"IF($B$15<>\"\",\"\",\"※空白は「記載しない」として処理します。\")","v":""}]
[]
[null,"■下のボタンを押すと、幹栓の流速（「幹栓4」シート）にも同じ設定を適用します。"]

{"sheet":"末端区間","index":24,"n_rows":64,"n_cols":59,"rows_kept":64,"cut":false,"hidden":true,"merged":[[63,1,63,2],[7,26,7,27],[8,1,8,2],[8,26,8,27],[61,1,61,2],[62,1,62,2]]}
[]
[null,"＜末端区間＞"]
[]
[null,"●末端世帯の区間データを入力してください。"]
[]
[null,"項目名にマウスカーソルを当てると簡易ヘルプが表示されます。"]
[null,"詳細な解説はWEB上の使用説明書をご確認ください。",null,null,null,null,null,null,null,null,null,null,null,null,null,null,null,null,null,null,null,null,null,null,null,null,{"$f":"IF($AA$8<>\"\",\"\",\"※空白は「この項目を水理計算書に記載しない」として処理します。\")","v":""}]
[null,null,null,null,null,null,null,null,null,null,null,null,null,null,null,null,null,null,null,null,null,null,null,null,null,null,"この項目を水理計算書に記載しない",null,null,null,null,null,null,null,null,null,null,null,null,null,null,null,null,null,null,null,null,null,null,null,"↓非表示にする","↓非表示にする","↓非表示にする","↓非表示にする","↓非表示にする","↓非表示にする","↓非表示にする","↓非表示にする","↓非表示にする"]
[null,"末端世帯\n累計所要水頭",null,"区間\n所要水頭","流速","区関数","区間名","流量","口径","管延長","立上り",{"$f":"IF(直管換算!C3=\"\",\"\",直管換算!C3)","v":"分水栓"},{"$f":"IF(直管換算!D3=\"\",\"\",直管換算!D3)","v":"量水器"},{"$f":"IF(直管換算!E3=\"\",\"\",直管換算!E3)","v":"水栓"},{"$f":"IF(直管換算!F3=\"\",\"\",直管換算!F3)","v":"ポール\nタップ\n定水位弁"},{"$f":"IF(直管換算!G3=\"\",\"\",直管換算!G3)","v":"ゲート\nバルブ"},{"$f":"IF(直管換算!H3=\"\",\"\",直管換算!H3)","v":"グローブ\nバルブ"},{"$f":"IF(直管換算!I3=\"\",\"\",直管換算!I3)","v":"ボール\n止水栓"},{"$f":"IF(直管換算!J3=\"\",\"\",直管換算!J3)","v":"逆止弁"},{"$f":"IF(直管換算!K3=\"\",\"\",直管換算!K3)","v":"曲半径小\n90度曲管"},{"$f":"IF(直管換算!L3=\"\",\"\",直管換算!L3)","v":"曲半径小\n45度曲管"},{"$f":"IF(直管換算!M3=\"\",\"\",直管換算!M3)","v":"曲半径大\n90度曲管"},{"$f":"IF(直管換算!N3=\"\",\"\",直管換算!N3)","v":"曲半径大\n45度曲管"},{"$f":"IF(直管換算!O3=\"\",\"\",直管換算!O3)","v":"架橋ポリ\nチーズ\nエルボ"},{"$f":"IF(直管換算!P3=\"\",\"\",直管換算!P3)","v":""},{"$f":"IF(直管換算!Q3=\"\",\"\",直管換算!Q3)","v":""},"他損失水頭等",null,"計算内径","計算式","動水勾配","損失水頭","安全率\n込み\n損失水頭",{"$f":"IF(直管換算!C3=\"\",\"\",直管換算!C3)","v":"分水栓"},{"$f":"IF(直管換算!D3=\"\",\"\",直管換算!D3)","v":"量水器"},{"$f":"IF(直管換算!E3=\"\",\"\",直管換算!E3)","v":"水栓"},{"$f":"IF(直管換算!F3=\"\",\"\",直管換算!F3)","v":"ポール\nタップ\n定水位弁"},{"$f":"IF(直管換算!G3=\"\",\"\",直管換算!G3)","v":"ゲート\nバルブ"},{"$f":"IF(直管換算!H3=\"\",\"\",直管換算!H3)","v":"グローブ\nバルブ"},{"$f":"IF(直管換算!I3=\"\",\"\",直管換算!I3)","v":"ボール\n止水栓"},{"$f":"IF(直管換算!J3=\"\",\"\",直管換算!J3)","v":"逆止弁"},{"$f":"IF(直管換算!K3=\"\",\"\",直管換算!K3)","v":"曲半径小\n90度曲管"},{"$f":"IF(直管換算!L3=\"\",\"\",直管換算!L3)","v":"曲半径小\n45度曲管"},{"$f":"IF(直管換算!M3=\"\",\"\",直管換算!M3)","v":"曲半径大\n90度曲管"},{"$f":"IF(直管換算!N3=\"\",\"\",直管換算!N3)","v":"曲半径大\n45度曲管"},{"$f":"IF(直管換算!O3=\"\",\"\",直管換算!O3)","v":"架橋ポリ\nチーズ\nエルボ"},{"$f":"IF(直管換算!P3=\"\",\"\",直管換算!P3)","v":""},{"$f":"IF(直管換算!Q3=\"\",\"\",直管換算!Q3)","v":""},"直管\n換算長計",null,"区関数\n確認","W流速","W動水勾配","H流速","H動水勾配","口径リスト","流速の比較","配水管\nの水圧","給水用具の所要水頭"]
[null,"MPa","m","m","m/sec",{"$f":"AY10","v":3},null,"L/sec","mm","m","m","個","個","個","個","個","個","個","個","個","個","個","個","個","個","個","m","備考","mm","W/H","‰","m",{"$f":"IF(末端4!$B$15=\"設定する\",末端4!$C$17,1)","v":1.1000000000000001},"m","m","m","m","m","m","m","m","m","m","m","m","m","m","m","m",null,{"$f":"MATCH(\"空\",AY11:AY61,0)-1","v":3},"m/sec","0/00","m/sec","0/00",{"$f":"IF(内径設定!B4=\"\",\"\",内径設定!B4)","v":13},{"$f":"IF(OR(末端6!$B$15=\"\",末端6!$B$15=\"記載しない\"),\"記載しない\",\"記載する\")","v":"記載する"},{"$f":"IF(OR(共通3!$B$9=\"\",共通3!$B$9=\"圧力（MPa）\"),\"MPa\",\"m\")","v":"MPa"},{"$f":"IF(末端3!$B$29=\"\",\"考慮しない\",末端3!$B$29)","v":"区間計算後に比較"}]
[null,{"$f":"IF(C11=\"\",\"\",ROUND(C11*0.00980665,3))","v":1.9E-2},{"$f":"IF(OR(H11=\"\",I11=\"\"),\"\",D11)","v":1.93},{"$f":"IF(OR(H11=\"\",I11=\"\"),\"\",IF($AA$8=\"この項目を水理計算書に記載する\",AG11+ROUND(K11,2)+ROUND(AA11,2),AG11+ROUND(K11,2)))","v":1.93},{"$f":"IF(OR(H11=\"\",I11=\"\"),\"\",IF(AD11=\"W\",ROUND(AZ11,2),ROUND(BB11,2)))","v":1.51},1,"a-b",0.2,13,1.5,0.8,null,null,1,null,null,null,null,null,null,null,null,null,null,null,null,3,"給水用具の所要水頭",{"$f":"IF(I11=\"\",\"\",VLOOKUP(I11,内径設定!$B$4:$C$26,2,FALSE))","v":13},{"$f":"IF(AC11=\"\",\"\",IF(OR(AND(AC11>計算公式!$B$9,計算公式!$D$9=\"超\"),AND(AC11>=計算公式!$B$9,計算公式!$D$9=\"以上\")),\"H\",\"W\"))","v":"W"},{"$f":"IF(OR(H11=\"\",I11=\"\"),\"\",IF(AD11=\"W\",ROUNDUP(BA11,0),ROUNDUP(BC11,0)))","v":229},{"$f":"IF(OR(H11=\"\",I11=\"\"),\"\",(J11+AW11)*AE11/1000)","v":1.0305},{"$f":"IF(OR(H11=\"\",I11=\"\"),\"\",ROUND(AF11*$AG$10,2))","v":1.1299999999999999},{"$f":"IF(OR(I11=\"\",L11=\"\"),\"\",ROUND(VLOOKUP(I11,直管換算!$B$4:$Q$26,2,FALSE)*L11,2))","v":""},{"$f":"IF(OR(I11=\"\",M11=\"\"),\"\",ROUND(VLOOKUP(I11,直管換算!$B$4:$Q$26,3,FALSE)*M11,2))","v":""},{"$f":"IF(OR(I11=\"\",N11=\"\"),\"\",ROUND(VLOOKUP(I11,直管換算!$B$4:$Q$26,4,FALSE)*N11,2))","v":3},{"$f":"IF(OR(I11=\"\",O11=\"\"),\"\",ROUND(VLOOKUP(I11,直管換算!$B$4:$Q$26,5,FALSE)*O11,2))","v":""},{"$f":"IF(OR(I11=\"\",P11=\"\"),\"\",ROUND(VLOOKUP(I11,直管換算!$B$4:$Q$26,6,FALSE)*P11,2))","v":""},{"$f":"IF(OR(I11=\"\",Q11=\"\"),\"\",ROUND(VLOOKUP(I11,直管換算!$B$4:$Q$26,7,FALSE)*Q11,2))","v":""},{"$f":"IF(OR(I11=\"\",R11=\"\"),\"\",ROUND(VLOOKUP(I11,直管換算!$B$4:$Q$26,8,FALSE)*R11,2))","v":""},{"$f":"IF(OR(I11=\"\",S11=\"\"),\"\",ROUND(VLOOKUP(I11,直管換算!$B$4:$Q$26,9,FALSE)*S11,2))","v":""},{"$f":"IF(OR(I11=\"\",T11=\"\"),\"\",ROUND(VLOOKUP(I11,直管換算!$B$4:$Q$26,10,FALSE)*T11,2))","v":""},{"$f":"IF(OR(I11=\"\",U11=\"\"),\"\",ROUND(VLOOKUP(I11,直管換算!$B$4:$Q$26,11,FALSE)*U11,2))","v":""},{"$f":"IF(OR(I11=\"\",V11=\"\"),\"\",ROUND(VLOOKUP(I11,直管換算!$B$4:$Q$26,12,FALSE)*V11,2))","v":""},{"$f":"IF(OR(I11=\"\",W11=\"\"),\"\",ROUND(VLOOKUP(I11,直管換算!$B$4:$Q$26,13,FALSE)*W11,2))","v":""},{"$f":"IF(OR(I11=\"\",X11=\"\"),\"\",ROUND(VLOOKUP(I11,直管換算!$B$4:$Q$26,14,FALSE)*X11,2))","v":""},{"$f":"IF(OR(I11=\"\",Y11=\"\"),\"\",ROUND(VLOOKUP(I11,直管換算!$B$4:$Q$26,15,FALSE)*Y11,2))","v":""},{"$f":"IF(OR(I11=\"\",Z11=\"\"),\"\",ROUND(VLOOKUP(I11,直管換算!$B$4:$Q$26,16,FALSE)*Z11,2))","v":""},{"$f":"IF(I11=\"\",\"\",SUM(AH11:AV11))","v":3},null,{"$f":"IF(B11=\"\",\"空\",F11)","v":1},{"$f":"IF(OR(H11=\"\",I11=\"\"),\"\",(4*H11/1000)/(PI()*POWER(AC11/1000,2)))","v":1.5067923606333291},{"$f":"IF(OR(H11=\"\",I11=\"\"),\"\",(0.0126+(0.01739-0.1087*AC11/1000)/SQRT(AZ11))/(AC11/1000)*POWER(AZ11,2)/(2*9.8)*1000)","v":228.25103272044316},{"$f":"IF(OR(H11=\"\",I11=\"\"),\"\",0.35464*計算公式!$B$14*POWER(AC11/1000,0.63)*POWER(BC11/1000,0.54))","v":1.5253644511213968},{"$f":"IF(OR(H11=\"\",I11=\"\"),\"\",10.666*POWER(計算公式!$B$14,-1.85)*POWER(AC11/1000,-4.87)*POWER(H11/1000,1.85)*1000)","v":467.73831369927882},{"$f":"IF(内径設定!B5=\"\",\"\",内径設定!B5)","v":20},"数値","数値","数値"]
[null,0.02,{"$f":"IF(OR(H12=\"\",I12=\"\",C11=\"\"),\"\",C11+D12)","v":2.06},0.13,1.05,2,"b-c",0.33,20,1.5,0,null,null,null,null,null,null,null,null,null,null,null,null,null,null,null,null,null,{"$f":"IF(I12=\"\",\"\",VLOOKUP(I12,内径設定!$B$4:$C$26,2,FALSE))","v":20},{"$f":"IF(AC12=\"\",\"\",IF(OR(AND(AC12>計算公式!$B$9,計算公式!$D$9=\"超\"),AND(AC12>=計算公式!$B$9,計算公式!$D$9=\"以上\")),\"H\",\"W\"))","v":"W"},78,0.11700000000000001,0.13,{"$f":"IF(OR(I12=\"\",L12=\"\"),\"\",ROUND(VLOOKUP(I12,直管換算!$B$4:$Q$26,2,FALSE)*L12,2))","v":""},{"$f":"IF(OR(I12=\"\",M12=\"\"),\"\",ROUND(VLOOKUP(I12,直管換算!$B$4:$Q$26,3,FALSE)*M12,2))","v":""},{"$f":"IF(OR(I12=\"\",N12=\"\"),\"\",ROUND(VLOOKUP(I12,直管換算!$B$4:$Q$26,4,FALSE)*N12,2))","v":""},{"$f":"IF(OR(I12=\"\",O12=\"\"),\"\",ROUND(VLOOKUP(I12,直管換算!$B$4:$Q$26,5,FALSE)*O12,2))","v":""},{"$f":"IF(OR(I12=\"\",P12=\"\"),\"\",ROUND(VLOOKUP(I12,直管換算!$B$4:$Q$26,6,FALSE)*P12,2))","v":""},{"$f":"IF(OR(I12=\"\",Q12=\"\"),\"\",ROUND(VLOOKUP(I12,直管換算!$B$4:$Q$26,7,FALSE)*Q12,2))","v":""},{"$f":"IF(OR(I12=\"\",R12=\"\"),\"\",ROUND(VLOOKUP(I12,直管換算!$B$4:$Q$26,8,FALSE)*R12,2))","v":""},{"$f":"IF(OR(I12=\"\",S12=\"\"),\"\",ROUND(VLOOKUP(I12,直管換算!$B$4:$Q$26,9,FALSE)*S12,2))","v":""},{"$f":"IF(OR(I12=\"\",T12=\"\"),\"\",ROUND(VLOOKUP(I12,直管換算!$B$4:$Q$26,10,FALSE)*T12,2))","v":""},{"$f":"IF(OR(I12=\"\",U12=\"\"),\"\",ROUND(VLOOKUP(I12,直管換算!$B$4:$Q$26,11,FALSE)*U12,2))","v":""},{"$f":"IF(OR(I12=\"\",V12=\"\"),\"\",ROUND(VLOOKUP(I12,直管換算!$B$4:$Q$26,12,FALSE)*V12,2))","v":""},{"$f":"IF(OR(I12=\"\",W12=\"\"),\"\",ROUND(VLOOKUP(I12,直管換算!$B$4:$Q$26,13,FALSE)*W12,2))","v":""},{"$f":"IF(OR(I12=\"\",X12=\"\"),\"\",ROUND(VLOOKUP(I12,直管換算!$B$4:$Q$26,14,FALSE)*X12,2))","v":""},{"$f":"IF(OR(I12=\"\",Y12=\"\"),\"\",ROUND(VLOOKUP(I12,直管換算!$B$4:$Q$26,15,FALSE)*Y12,2))","v":""},{"$f":"IF(OR(I12=\"\",Z12=\"\"),\"\",ROUND(VLOOKUP(I12,直管換算!$B$4:$Q$26,16,FALSE)*Z12,2))","v":""},0,null,2,1.0504226244065094,77.254893811841768,{"$f":"IF(OR(H12=\"\",I12=\"\"),\"\",0.35464*計算公式!$B$14*POWER(AC12/1000,0.63)*POWER(BC12/1000,0.54))","v":1.06292889141189},{"$f":"IF(OR(H12=\"\",I12=\"\"),\"\",10.666*POWER(計算公式!$B$14,-1.85)*POWER(AC12/1000,-4.87)*POWER(H12/1000,1.85)*1000)","v":144.95603101199805},{"$f":"IF(内径設定!B6=\"\",\"\",内径設定!B6)","v":25},{"$f":"IF(OR(末端6!$B$15=\"\",末端6!$B$15=\"記載しない\"),\"\",末端6!$C$15)","v":2},{"$f":"共通3!$C$9","v":0.19600000000000001},{"$f":"末端3!$C$29","v":0.03}]
[null,6.4000000000000001E-2,6.5400000000000009,4.4800000000000004,1.69,3,"c-d",0.53,20,4,2.5,null,1,null,null,null,null,1,null,null,null,null,null,null,null,null,null,null,{"$f":"IF(I13=\"\",\"\",VLOOKUP(I13,内径設定!$B$4:$C$26,2,FALSE))","v":20},{"$f":"IF(AC13=\"\",\"\",IF(OR(AND(AC13>計算公式!$B$9,計算公式!$D$9=\"超\"),AND(AC13>=計算公式!$B$9,計算公式!$D$9=\"以上\")),\"H\",\"W\"))","v":"W"},177,1.7965499999999999,1.98,{"$f":"IF(OR(I13=\"\",L13=\"\"),\"\",ROUND(VLOOKUP(I13,直管換算!$B$4:$Q$26,2,FALSE)*L13,2))","v":""},{"$f":"IF(OR(I13=\"\",M13=\"\"),\"\",ROUND(VLOOKUP(I13,直管換算!$B$4:$Q$26,3,FALSE)*M13,2))","v":6},{"$f":"IF(OR(I13=\"\",N13=\"\"),\"\",ROUND(VLOOKUP(I13,直管換算!$B$4:$Q$26,4,FALSE)*N13,2))","v":""},{"$f":"IF(OR(I13=\"\",O13=\"\"),\"\",ROUND(VLOOKUP(I13,直管換算!$B$4:$Q$26,5,FALSE)*O13,2))","v":""},{"$f":"IF(OR(I13=\"\",P13=\"\"),\"\",ROUND(VLOOKUP(I13,直管換算!$B$4:$Q$26,6,FALSE)*P13,2))","v":""},{"$f":"IF(OR(I13=\"\",Q13=\"\"),\"\",ROUND(VLOOKUP(I13,直管換算!$B$4:$Q$26,7,FALSE)*Q13,2))","v":""},{"$f":"IF(OR(I13=\"\",R13=\"\"),\"\",ROUND(VLOOKUP(I13,直管換算!$B$4:$Q$26,8,FALSE)*R13,2))","v":0.15},{"$f":"IF(OR(I13=\"\",S13=\"\"),\"\",ROUND(VLOOKUP(I13,直管換算!$B$4:$Q$26,9,FALSE)*S13,2))","v":""},{"$f":"IF(OR(I13=\"\",T13=\"\"),\"\",ROUND(VLOOKUP(I13,直管換算!$B$4:$Q$26,10,FALSE)*T13,2))","v":""},{"$f":"IF(OR(I13=\"\",U13=\"\"),\"\",ROUND(VLOOKUP(I13,直管換算!$B$4:$Q$26,11,FALSE)*U13,2))","v":""},{"$f":"IF(OR(I13=\"\",V13=\"\"),\"\",ROUND(VLOOKUP(I13,直管換算!$B$4:$Q$26,12,FALSE)*V13,2))","v":""},{"$f":"IF(OR(I13=\"\",W13=\"\"),\"\",ROUND(VLOOKUP(I13,直管換算!$B$4:$Q$26,13,FALSE)*W13,2))","v":""},{"$f":"IF(OR(I13=\"\",X13=\"\"),\"\",ROUND(VLOOKUP(I13,直管換算!$B$4:$Q$26,14,FALSE)*X13,2))","v":""},{"$f":"IF(OR(I13=\"\",Y13=\"\"),\"\",ROUND(VLOOKUP(I13,直管換算!$B$4:$Q$26,15,FALSE)*Y13,2))","v":""},{"$f":"IF(OR(I13=\"\",Z13=\"\"),\"\",ROUND(VLOOKUP(I13,直管換算!$B$4:$Q$26,16,FALSE)*Z13,2))","v":""},6.15,null,3,1.6870423967740906,176.53787392874449,{"$f":"IF(OR(H13=\"\",I13=\"\"),\"\",0.35464*計算公式!$B$14*POWER(AC13/1000,0.63)*POWER(BC13/1000,0.54))","v":1.7063196004735435},{"$f":"IF(OR(H13=\"\",I13=\"\"),\"\",10.666*POWER(計算公式!$B$14,-1.85)*POWER(AC13/1000,-4.87)*POWER(H13/1000,1.85)*1000)","v":348.25379620138887},{"$f":"IF(内径設定!B7=\"\",\"\",内径設定!B7)","v":30}]
[null,"","","","",4,null,null,null,null,null,null,null,null,null,null,null,null,null,null,null,null,null,null,null,null,null,null,{"$f":"IF(I14=\"\",\"\",VLOOKUP(I14,内径設定!$B$4:$C$26,2,FALSE))","v":""},{"$f":"IF(AC14=\"\",\"\",IF(OR(AND(AC14>計算公式!$B$9,計算公式!$D$9=\"超\"),AND(AC14>=計算公式!$B$9,計算公式!$D$9=\"以上\")),\"H\",\"W\"))","v":""},"","","",{"$f":"IF(OR(I14=\"\",L14=\"\"),\"\",ROUND(VLOOKUP(I14,直管換算!$B$4:$Q$26,2,FALSE)*L14,2))","v":""},{"$f":"IF(OR(I14=\"\",M14=\"\"),\"\",ROUND(VLOOKUP(I14,直管換算!$B$4:$Q$26,3,FALSE)*M14,2))","v":""},{"$f":"IF(OR(I14=\"\",N14=\"\"),\"\",ROUND(VLOOKUP(I14,直管換算!$B$4:$Q$26,4,FALSE)*N14,2))","v":""},{"$f":"IF(OR(I14=\"\",O14=\"\"),\"\",ROUND(VLOOKUP(I14,直管換算!$B$4:$Q$26,5,FALSE)*O14,2))","v":""},{"$f":"IF(OR(I14=\"\",P14=\"\"),\"\",ROUND(VLOOKUP(I14,直管換算!$B$4:$Q$26,6,FALSE)*P14,2))","v":""},{"$f":"IF(OR(I14=\"\",Q14=\"\"),\"\",ROUND(VLOOKUP(I14,直管換算!$B$4:$Q$26,7,FALSE)*Q14,2))","v":""},{"$f":"IF(OR(I14=\"\",R14=\"\"),\"\",ROUND(VLOOKUP(I14,直管換算!$B$4:$Q$26,8,FALSE)*R14,2))","v":""},{"$f":"IF(OR(I14=\"\",S14=\"\"),\"\",ROUND(VLOOKUP(I14,直管換算!$B$4:$Q$26,9,FALSE)*S14,2))","v":""},{"$f":"IF(OR(I14=\"\",T14=\"\"),\"\",ROUND(VLOOKUP(I14,直管換算!$B$4:$Q$26,10,FALSE)*T14,2))","v":""},{"$f":"IF(OR(I14=\"\",U14=\"\"),\"\",ROUND(VLOOKUP(I14,直管換算!$B$4:$Q$26,11,FALSE)*U14,2))","v":""},{"$f":"IF(OR(I14=\"\",V14=\"\"),\"\",ROUND(VLOOKUP(I14,直管換算!$B$4:$Q$26,12,FALSE)*V14,2))","v":""},{"$f":"IF(OR(I14=\"\",W14=\"\"),\"\",ROUND(VLOOKUP(I14,直管換算!$B$4:$Q$26,13,FALSE)*W14,2))","v":""},{"$f":"IF(OR(I14=\"\",X14=\"\"),\"\",ROUND(VLOOKUP(I14,直管換算!$B$4:$Q$26,14,FALSE)*X14,2))","v":""},{"$f":"IF(OR(I14=\"\",Y14=\"\"),\"\",ROUND(VLOOKUP(I14,直管換算!$B$4:$Q$26,15,FALSE)*Y14,2))","v":""},{"$f":"IF(OR(I14=\"\",Z14=\"\"),\"\",ROUND(VLOOKUP(I14,直管換算!$B$4:$Q$26,16,FALSE)*Z14,2))","v":""},"",null,"空","","",{"$f":"IF(OR(H14=\"\",I14=\"\"),\"\",0.35464*計算公式!$B$14*POWER(AC14/1000,0.63)*POWER(BC14/1000,0.54))","v":""},{"$f":"IF(OR(H14=\"\",I14=\"\"),\"\",10.666*POWER(計算公式!$B$14,-1.85)*POWER(AC14/1000,-4.87)*POWER(H14/1000,1.85)*1000)","v":""},{"$f":"IF(内径設定!B8=\"\",\"\",内径設定!B8)","v":40}]
[null,"","","","",5,null,null,null,null,null,null,null,null,null,null,null,null,null,null,null,null,null,null,null,null,null,null,{"$f":"IF(I15=\"\",\"\",VLOOKUP(I15,内径設定!$B$4:$C$26,2,FALSE))","v":""},{"$f":"IF(AC15=\"\",\"\",IF(OR(AND(AC15>計算公式!$B$9,計算公式!$D$9=\"超\"),AND(AC15>=計算公式!$B$9,計算公式!$D$9=\"以上\")),\"H\",\"W\"))","v":""},"","","",{"$f":"IF(OR(I15=\"\",L15=\"\"),\"\",ROUND(VLOOKUP(I15,直管換算!$B$4:$Q$26,2,FALSE)*L15,2))","v":""},{"$f":"IF(OR(I15=\"\",M15=\"\"),\"\",ROUND(VLOOKUP(I15,直管換算!$B$4:$Q$26,3,FALSE)*M15,2))","v":""},{"$f":"IF(OR(I15=\"\",N15=\"\"),\"\",ROUND(VLOOKUP(I15,直管換算!$B$4:$Q$26,4,FALSE)*N15,2))","v":""},{"$f":"IF(OR(I15=\"\",O15=\"\"),\"\",ROUND(VLOOKUP(I15,直管換算!$B$4:$Q$26,5,FALSE)*O15,2))","v":""},{"$f":"IF(OR(I15=\"\",P15=\"\"),\"\",ROUND(VLOOKUP(I15,直管換算!$B$4:$Q$26,6,FALSE)*P15,2))","v":""},{"$f":"IF(OR(I15=\"\",Q15=\"\"),\"\",ROUND(VLOOKUP(I15,直管換算!$B$4:$Q$26,7,FALSE)*Q15,2))","v":""},{"$f":"IF(OR(I15=\"\",R15=\"\"),\"\",ROUND(VLOOKUP(I15,直管換算!$B$4:$Q$26,8,FALSE)*R15,2))","v":""},{"$f":"IF(OR(I15=\"\",S15=\"\"),\"\",ROUND(VLOOKUP(I15,直管換算!$B$4:$Q$26,9,FALSE)*S15,2))","v":""},{"$f":"IF(OR(I15=\"\",T15=\"\"),\"\",ROUND(VLOOKUP(I15,直管換算!$B$4:$Q$26,10,FALSE)*T15,2))","v":""},{"$f":"IF(OR(I15=\"\",U15=\"\"),\"\",ROUND(VLOOKUP(I15,直管換算!$B$4:$Q$26,11,FALSE)*U15,2))","v":""},{"$f":"IF(OR(I15=\"\",V15=\"\"),\"\",ROUND(VLOOKUP(I15,直管換算!$B$4:$Q$26,12,FALSE)*V15,2))","v":""},{"$f":"IF(OR(I15=\"\",W15=\"\"),\"\",ROUND(VLOOKUP(I15,直管換算!$B$4:$Q$26,13,FALSE)*W15,2))","v":""},{"$f":"IF(OR(I15=\"\",X15=\"\"),\"\",ROUND(VLOOKUP(I15,直管換算!$B$4:$Q$26,14,FALSE)*X15,2))","v":""},{"$f":"IF(OR(I15=\"\",Y15=\"\"),\"\",ROUND(VLOOKUP(I15,直管換算!$B$4:$Q$26,15,FALSE)*Y15,2))","v":""},{"$f":"IF(OR(I15=\"\",Z15=\"\"),\"\",ROUND(VLOOKUP(I15,直管換算!$B$4:$Q$26,16,FALSE)*Z15,2))","v":""},"",null,"空","","",{"$f":"IF(OR(H15=\"\",I15=\"\"),\"\",0.35464*計算公式!$B$14*POWER(AC15/1000,0.63)*POWER(BC15/1000,0.54))","v":""},{"$f":"IF(OR(H15=\"\",I15=\"\"),\"\",10.666*POWER(計算公式!$B$14,-1.85)*POWER(AC15/1000,-4.87)*POWER(H15/1000,1.85)*1000)","v":""},{"$f":"IF(内径設定!B9=\"\",\"\",内径設定!B9)","v":50}]
[null,"","","","",6,null,null,null,null,null,null,null,null,null,null,null,null,null,null,null,null,null,null,null,null,null,null,{"$f":"IF(I16=\"\",\"\",VLOOKUP(I16,内径設定!$B$4:$C$26,2,FALSE))","v":""},{"$f":"IF(AC16=\"\",\"\",IF(OR(AND(AC16>計算公式!$B$9,計算公式!$D$9=\"超\"),AND(AC16>=計算公式!$B$9,計算公式!$D$9=\"以上\")),\"H\",\"W\"))","v":""},"","","",{"$f":"IF(OR(I16=\"\",L16=\"\"),\"\",ROUND(VLOOKUP(I16,直管換算!$B$4:$Q$26,2,FALSE)*L16,2))","v":""},{"$f":"IF(OR(I16=\"\",M16=\"\"),\"\",ROUND(VLOOKUP(I16,直管換算!$B$4:$Q$26,3,FALSE)*M16,2))","v":""},{"$f":"IF(OR(I16=\"\",N16=\"\"),\"\",ROUND(VLOOKUP(I16,直管換算!$B$4:$Q$26,4,FALSE)*N16,2))","v":""},{"$f":"IF(OR(I16=\"\",O16=\"\"),\"\",ROUND(VLOOKUP(I16,直管換算!$B$4:$Q$26,5,FALSE)*O16,2))","v":""},{"$f":"IF(OR(I16=\"\",P16=\"\"),\"\",ROUND(VLOOKUP(I16,直管換算!$B$4:$Q$26,6,FALSE)*P16,2))","v":""},{"$f":"IF(OR(I16=\"\",Q16=\"\"),\"\",ROUND(VLOOKUP(I16,直管換算!$B$4:$Q$26,7,FALSE)*Q16,2))","v":""},{"$f":"IF(OR(I16=\"\",R16=\"\"),\"\",ROUND(VLOOKUP(I16,直管換算!$B$4:$Q$26,8,FALSE)*R16,2))","v":""},{"$f":"IF(OR(I16=\"\",S16=\"\"),\"\",ROUND(VLOOKUP(I16,直管換算!$B$4:$Q$26,9,FALSE)*S16,2))","v":""},{"$f":"IF(OR(I16=\"\",T16=\"\"),\"\",ROUND(VLOOKUP(I16,直管換算!$B$4:$Q$26,10,FALSE)*T16,2))","v":""},{"$f":"IF(OR(I16=\"\",U16=\"\"),\"\",ROUND(VLOOKUP(I16,直管換算!$B$4:$Q$26,11,FALSE)*U16,2))","v":""},{"$f":"IF(OR(I16=\"\",V16=\"\"),\"\",ROUND(VLOOKUP(I16,直管換算!$B$4:$Q$26,12,FALSE)*V16,2))","v":""},{"$f":"IF(OR(I16=\"\",W16=\"\"),\"\",ROUND(VLOOKUP(I16,直管換算!$B$4:$Q$26,13,FALSE)*W16,2))","v":""},{"$f":"IF(OR(I16=\"\",X16=\"\"),\"\",ROUND(VLOOKUP(I16,直管換算!$B$4:$Q$26,14,FALSE)*X16,2))","v":""},{"$f":"IF(OR(I16=\"\",Y16=\"\"),\"\",ROUND(VLOOKUP(I16,直管換算!$B$4:$Q$26,15,FALSE)*Y16,2))","v":""},{"$f":"IF(OR(I16=\"\",Z16=\"\"),\"\",ROUND(VLOOKUP(I16,直管換算!$B$4:$Q$26,16,FALSE)*Z16,2))","v":""},"",null,"空","","",{"$f":"IF(OR(H16=\"\",I16=\"\"),\"\",0.35464*計算公式!$B$14*POWER(AC16/1000,0.63)*POWER(BC16/1000,0.54))","v":""},{"$f":"IF(OR(H16=\"\",I16=\"\"),\"\",10.666*POWER(計算公式!$B$14,-1.85)*POWER(AC16/1000,-4.87)*POWER(H16/1000,1.85)*1000)","v":""},{"$f":"IF(内径設定!B10=\"\",\"\",内径設定!B10)","v":75}]
[null,"","","","",7,null,null,null,null,null,null,null,null,null,null,null,null,null,null,null,null,null,null,null,null,null,null,{"$f":"IF(I17=\"\",\"\",VLOOKUP(I17,内径設定!$B$4:$C$26,2,FALSE))","v":""},{"$f":"IF(AC17=\"\",\"\",IF(OR(AND(AC17>計算公式!$B$9,計算公式!$D$9=\"超\"),AND(AC17>=計算公式!$B$9,計算公式!$D$9=\"以上\")),\"H\",\"W\"))","v":""},"","","",{"$f":"IF(OR(I17=\"\",L17=\"\"),\"\",ROUND(VLOOKUP(I17,直管換算!$B$4:$Q$26,2,FALSE)*L17,2))","v":""},{"$f":"IF(OR(I17=\"\",M17=\"\"),\"\",ROUND(VLOOKUP(I17,直管換算!$B$4:$Q$26,3,FALSE)*M17,2))","v":""},{"$f":"IF(OR(I17=\"\",N17=\"\"),\"\",ROUND(VLOOKUP(I17,直管換算!$B$4:$Q$26,4,FALSE)*N17,2))","v":""},{"$f":"IF(OR(I17=\"\",O17=\"\"),\"\",ROUND(VLOOKUP(I17,直管換算!$B$4:$Q$26,5,FALSE)*O17,2))","v":""},{"$f":"IF(OR(I17=\"\",P17=\"\"),\"\",ROUND(VLOOKUP(I17,直管換算!$B$4:$Q$26,6,FALSE)*P17,2))","v":""},{"$f":"IF(OR(I17=\"\",Q17=\"\"),\"\",ROUND(VLOOKUP(I17,直管換算!$B$4:$Q$26,7,FALSE)*Q17,2))","v":""},{"$f":"IF(OR(I17=\"\",R17=\"\"),\"\",ROUND(VLOOKUP(I17,直管換算!$B$4:$Q$26,8,FALSE)*R17,2))","v":""},{"$f":"IF(OR(I17=\"\",S17=\"\"),\"\",ROUND(VLOOKUP(I17,直管換算!$B$4:$Q$26,9,FALSE)*S17,2))","v":""},{"$f":"IF(OR(I17=\"\",T17=\"\"),\"\",ROUND(VLOOKUP(I17,直管換算!$B$4:$Q$26,10,FALSE)*T17,2))","v":""},{"$f":"IF(OR(I17=\"\",U17=\"\"),\"\",ROUND(VLOOKUP(I17,直管換算!$B$4:$Q$26,11,FALSE)*U17,2))","v":""},{"$f":"IF(OR(I17=\"\",V17=\"\"),\"\",ROUND(VLOOKUP(I17,直管換算!$B$4:$Q$26,12,FALSE)*V17,2))","v":""},{"$f":"IF(OR(I17=\"\",W17=\"\"),\"\",ROUND(VLOOKUP(I17,直管換算!$B$4:$Q$26,13,FALSE)*W17,2))","v":""},{"$f":"IF(OR(I17=\"\",X17=\"\"),\"\",ROUND(VLOOKUP(I17,直管換算!$B$4:$Q$26,14,FALSE)*X17,2))","v":""},{"$f":"IF(OR(I17=\"\",Y17=\"\"),\"\",ROUND(VLOOKUP(I17,直管換算!$B$4:$Q$26,15,FALSE)*Y17,2))","v":""},{"$f":"IF(OR(I17=\"\",Z17=\"\"),\"\",ROUND(VLOOKUP(I17,直管換算!$B$4:$Q$26,16,FALSE)*Z17,2))","v":""},"",null,"空","","",{"$f":"IF(OR(H17=\"\",I17=\"\"),\"\",0.35464*計算公式!$B$14*POWER(AC17/1000,0.63)*POWER(BC17/1000,0.54))","v":""},{"$f":"IF(OR(H17=\"\",I17=\"\"),\"\",10.666*POWER(計算公式!$B$14,-1.85)*POWER(AC17/1000,-4.87)*POWER(H17/1000,1.85)*1000)","v":""},{"$f":"IF(内径設定!B11=\"\",\"\",内径設定!B11)","v":100}]
[null,"","","","",8,null,null,null,null,null,null,null,null,null,null,null,null,null,null,null,null,null,null,null,null,null,null,{"$f":"IF(I18=\"\",\"\",VLOOKUP(I18,内径設定!$B$4:$C$26,2,FALSE))","v":""},{"$f":"IF(AC18=\"\",\"\",IF(OR(AND(AC18>計算公式!$B$9,計算公式!$D$9=\"超\"),AND(AC18>=計算公式!$B$9,計算公式!$D$9=\"以上\")),\"H\",\"W\"))","v":""},"","","",{"$f":"IF(OR(I18=\"\",L18=\"\"),\"\",ROUND(VLOOKUP(I18,直管換算!$B$4:$Q$26,2,FALSE)*L18,2))","v":""},{"$f":"IF(OR(I18=\"\",M18=\"\"),\"\",ROUND(VLOOKUP(I18,直管換算!$B$4:$Q$26,3,FALSE)*M18,2))","v":""},{"$f":"IF(OR(I18=\"\",N18=\"\"),\"\",ROUND(VLOOKUP(I18,直管換算!$B$4:$Q$26,4,FALSE)*N18,2))","v":""},{"$f":"IF(OR(I18=\"\",O18=\"\"),\"\",ROUND(VLOOKUP(I18,直管換算!$B$4:$Q$26,5,FALSE)*O18,2))","v":""},{"$f":"IF(OR(I18=\"\",P18=\"\"),\"\",ROUND(VLOOKUP(I18,直管換算!$B$4:$Q$26,6,FALSE)*P18,2))","v":""},{"$f":"IF(OR(I18=\"\",Q18=\"\"),\"\",ROUND(VLOOKUP(I18,直管換算!$B$4:$Q$26,7,FALSE)*Q18,2))","v":""},{"$f":"IF(OR(I18=\"\",R18=\"\"),\"\",ROUND(VLOOKUP(I18,直管換算!$B$4:$Q$26,8,FALSE)*R18,2))","v":""},{"$f":"IF(OR(I18=\"\",S18=\"\"),\"\",ROUND(VLOOKUP(I18,直管換算!$B$4:$Q$26,9,FALSE)*S18,2))","v":""},{"$f":"IF(OR(I18=\"\",T18=\"\"),\"\",ROUND(VLOOKUP(I18,直管換算!$B$4:$Q$26,10,FALSE)*T18,2))","v":""},{"$f":"IF(OR(I18=\"\",U18=\"\"),\"\",ROUND(VLOOKUP(I18,直管換算!$B$4:$Q$26,11,FALSE)*U18,2))","v":""},{"$f":"IF(OR(I18=\"\",V18=\"\"),\"\",ROUND(VLOOKUP(I18,直管換算!$B$4:$Q$26,12,FALSE)*V18,2))","v":""},{"$f":"IF(OR(I18=\"\",W18=\"\"),\"\",ROUND(VLOOKUP(I18,直管換算!$B$4:$Q$26,13,FALSE)*W18,2))","v":""},{"$f":"IF(OR(I18=\"\",X18=\"\"),\"\",ROUND(VLOOKUP(I18,直管換算!$B$4:$Q$26,14,FALSE)*X18,2))","v":""},{"$f":"IF(OR(I18=\"\",Y18=\"\"),\"\",ROUND(VLOOKUP(I18,直管換算!$B$4:$Q$26,15,FALSE)*Y18,2))","v":""},{"$f":"IF(OR(I18=\"\",Z18=\"\"),\"\",ROUND(VLOOKUP(I18,直管換算!$B$4:$Q$26,16,FALSE)*Z18,2))","v":""},"",null,"空","","",{"$f":"IF(OR(H18=\"\",I18=\"\"),\"\",0.35464*計算公式!$B$14*POWER(AC18/1000,0.63)*POWER(BC18/1000,0.54))","v":""},{"$f":"IF(OR(H18=\"\",I18=\"\"),\"\",10.666*POWER(計算公式!$B$14,-1.85)*POWER(AC18/1000,-4.87)*POWER(H18/1000,1.85)*1000)","v":""},{"$f":"IF(内径設定!B12=\"\",\"\",内径設定!B12)","v":150}]
[null,"","","","",9,null,null,null,null,null,null,null,null,null,null,null,null,null,null,null,null,null,null,null,null,null,null,{"$f":"IF(I19=\"\",\"\",VLOOKUP(I19,内径設定!$B$4:$C$26,2,FALSE))","v":""},{"$f":"IF(AC19=\"\",\"\",IF(OR(AND(AC19>計算公式!$B$9,計算公式!$D$9=\"超\"),AND(AC19>=計算公式!$B$9,計算公式!$D$9=\"以上\")),\"H\",\"W\"))","v":""},"","","",{"$f":"IF(OR(I19=\"\",L19=\"\"),\"\",ROUND(VLOOKUP(I19,直管換算!$B$4:$Q$26,2,FALSE)*L19,2))","v":""},{"$f":"IF(OR(I19=\"\",M19=\"\"),\"\",ROUND(VLOOKUP(I19,直管換算!$B$4:$Q$26,3,FALSE)*M19,2))","v":""},{"$f":"IF(OR(I19=\"\",N19=\"\"),\"\",ROUND(VLOOKUP(I19,直管換算!$B$4:$Q$26,4,FALSE)*N19,2))","v":""},{"$f":"IF(OR(I19=\"\",O19=\"\"),\"\",ROUND(VLOOKUP(I19,直管換算!$B$4:$Q$26,5,FALSE)*O19,2))","v":""},{"$f":"IF(OR(I19=\"\",P19=\"\"),\"\",ROUND(VLOOKUP(I19,直管換算!$B$4:$Q$26,6,FALSE)*P19,2))","v":""},{"$f":"IF(OR(I19=\"\",Q19=\"\"),\"\",ROUND(VLOOKUP(I19,直管換算!$B$4:$Q$26,7,FALSE)*Q19,2))","v":""},{"$f":"IF(OR(I19=\"\",R19=\"\"),\"\",ROUND(VLOOKUP(I19,直管換算!$B$4:$Q$26,8,FALSE)*R19,2))","v":""},{"$f":"IF(OR(I19=\"\",S19=\"\"),\"\",ROUND(VLOOKUP(I19,直管換算!$B$4:$Q$26,9,FALSE)*S19,2))","v":""},{"$f":"IF(OR(I19=\"\",T19=\"\"),\"\",ROUND(VLOOKUP(I19,直管換算!$B$4:$Q$26,10,FALSE)*T19,2))","v":""},{"$f":"IF(OR(I19=\"\",U19=\"\"),\"\",ROUND(VLOOKUP(I19,直管換算!$B$4:$Q$26,11,FALSE)*U19,2))","v":""},{"$f":"IF(OR(I19=\"\",V19=\"\"),\"\",ROUND(VLOOKUP(I19,直管換算!$B$4:$Q$26,12,FALSE)*V19,2))","v":""},{"$f":"IF(OR(I19=\"\",W19=\"\"),\"\",ROUND(VLOOKUP(I19,直管換算!$B$4:$Q$26,13,FALSE)*W19,2))","v":""},{"$f":"IF(OR(I19=\"\",X19=\"\"),\"\",ROUND(VLOOKUP(I19,直管換算!$B$4:$Q$26,14,FALSE)*X19,2))","v":""},{"$f":"IF(OR(I19=\"\",Y19=\"\"),\"\",ROUND(VLOOKUP(I19,直管換算!$B$4:$Q$26,15,FALSE)*Y19,2))","v":""},{"$f":"IF(OR(I19=\"\",Z19=\"\"),\"\",ROUND(VLOOKUP(I19,直管換算!$B$4:$Q$26,16,FALSE)*Z19,2))","v":""},"",null,"空","","",{"$f":"IF(OR(H19=\"\",I19=\"\"),\"\",0.35464*計算公式!$B$14*POWER(AC19/1000,0.63)*POWER(BC19/1000,0.54))","v":""},{"$f":"IF(OR(H19=\"\",I19=\"\"),\"\",10.666*POWER(計算公式!$B$14,-1.85)*POWER(AC19/1000,-4.87)*POWER(H19/1000,1.85)*1000)","v":""},{"$f":"IF(内径設定!B13=\"\",\"\",内径設定!B13)","v":200}]
[null,"","","","",10,null,null,null,null,null,null,null,null,null,null,null,null,null,null,null,null,null,null,null,null,null,null,{"$f":"IF(I20=\"\",\"\",VLOOKUP(I20,内径設定!$B$4:$C$26,2,FALSE))","v":""},{"$f":"IF(AC20=\"\",\"\",IF(OR(AND(AC20>計算公式!$B$9,計算公式!$D$9=\"超\"),AND(AC20>=計算公式!$B$9,計算公式!$D$9=\"以上\")),\"H\",\"W\"))","v":""},"","","",{"$f":"IF(OR(I20=\"\",L20=\"\"),\"\",ROUND(VLOOKUP(I20,直管換算!$B$4:$Q$26,2,FALSE)*L20,2))","v":""},{"$f":"IF(OR(I20=\"\",M20=\"\"),\"\",ROUND(VLOOKUP(I20,直管換算!$B$4:$Q$26,3,FALSE)*M20,2))","v":""},{"$f":"IF(OR(I20=\"\",N20=\"\"),\"\",ROUND(VLOOKUP(I20,直管換算!$B$4:$Q$26,4,FALSE)*N20,2))","v":""},{"$f":"IF(OR(I20=\"\",O20=\"\"),\"\",ROUND(VLOOKUP(I20,直管換算!$B$4:$Q$26,5,FALSE)*O20,2))","v":""},{"$f":"IF(OR(I20=\"\",P20=\"\"),\"\",ROUND(VLOOKUP(I20,直管換算!$B$4:$Q$26,6,FALSE)*P20,2))","v":""},{"$f":"IF(OR(I20=\"\",Q20=\"\"),\"\",ROUND(VLOOKUP(I20,直管換算!$B$4:$Q$26,7,FALSE)*Q20,2))","v":""},{"$f":"IF(OR(I20=\"\",R20=\"\"),\"\",ROUND(VLOOKUP(I20,直管換算!$B$4:$Q$26,8,FALSE)*R20,2))","v":""},{"$f":"IF(OR(I20=\"\",S20=\"\"),\"\",ROUND(VLOOKUP(I20,直管換算!$B$4:$Q$26,9,FALSE)*S20,2))","v":""},{"$f":"IF(OR(I20=\"\",T20=\"\"),\"\",ROUND(VLOOKUP(I20,直管換算!$B$4:$Q$26,10,FALSE)*T20,2))","v":""},{"$f":"IF(OR(I20=\"\",U20=\"\"),\"\",ROUND(VLOOKUP(I20,直管換算!$B$4:$Q$26,11,FALSE)*U20,2))","v":""},{"$f":"IF(OR(I20=\"\",V20=\"\"),\"\",ROUND(VLOOKUP(I20,直管換算!$B$4:$Q$26,12,FALSE)*V20,2))","v":""},{"$f":"IF(OR(I20=\"\",W20=\"\"),\"\",ROUND(VLOOKUP(I20,直管換算!$B$4:$Q$26,13,FALSE)*W20,2))","v":""},{"$f":"IF(OR(I20=\"\",X20=\"\"),\"\",ROUND(VLOOKUP(I20,直管換算!$B$4:$Q$26,14,FALSE)*X20,2))","v":""},{"$f":"IF(OR(I20=\"\",Y20=\"\"),\"\",ROUND(VLOOKUP(I20,直管換算!$B$4:$Q$26,15,FALSE)*Y20,2))","v":""},{"$f":"IF(OR(I20=\"\",Z20=\"\"),\"\",ROUND(VLOOKUP(I20,直管換算!$B$4:$Q$26,16,FALSE)*Z20,2))","v":""},"",null,"空","","",{"$f":"IF(OR(H20=\"\",I20=\"\"),\"\",0.35464*計算公式!$B$14*POWER(AC20/1000,0.63)*POWER(BC20/1000,0.54))","v":""},{"$f":"IF(OR(H20=\"\",I20=\"\"),\"\",10.666*POWER(計算公式!$B$14,-1.85)*POWER(AC20/1000,-4.87)*POWER(H20/1000,1.85)*1000)","v":""},{"$f":"IF(内径設定!B14=\"\",\"\",内径設定!B14)","v":250}]
[null,"","","","",11,null,null,null,null,null,null,null,null,null,null,null,null,null,null,null,null,null,null,null,null,null,null,{"$f":"IF(I21=\"\",\"\",VLOOKUP(I21,内径設定!$B$4:$C$26,2,FALSE))","v":""},{"$f":"IF(AC21=\"\",\"\",IF(OR(AND(AC21>計算公式!$B$9,計算公式!$D$9=\"超\"),AND(AC21>=計算公式!$B$9,計算公式!$D$9=\"以上\")),\"H\",\"W\"))","v":""},"","","",{"$f":"IF(OR(I21=\"\",L21=\"\"),\"\",ROUND(VLOOKUP(I21,直管換算!$B$4:$Q$26,2,FALSE)*L21,2))","v":""},{"$f":"IF(OR(I21=\"\",M21=\"\"),\"\",ROUND(VLOOKUP(I21,直管換算!$B$4:$Q$26,3,FALSE)*M21,2))","v":""},{"$f":"IF(OR(I21=\"\",N21=\"\"),\"\",ROUND(VLOOKUP(I21,直管換算!$B$4:$Q$26,4,FALSE)*N21,2))","v":""},{"$f":"IF(OR(I21=\"\",O21=\"\"),\"\",ROUND(VLOOKUP(I21,直管換算!$B$4:$Q$26,5,FALSE)*O21,2))","v":""},{"$f":"IF(OR(I21=\"\",P21=\"\"),\"\",ROUND(VLOOKUP(I21,直管換算!$B$4:$Q$26,6,FALSE)*P21,2))","v":""},{"$f":"IF(OR(I21=\"\",Q21=\"\"),\"\",ROUND(VLOOKUP(I21,直管換算!$B$4:$Q$26,7,FALSE)*Q21,2))","v":""},{"$f":"IF(OR(I21=\"\",R21=\"\"),\"\",ROUND(VLOOKUP(I21,直管換算!$B$4:$Q$26,8,FALSE)*R21,2))","v":""},{"$f":"IF(OR(I21=\"\",S21=\"\"),\"\",ROUND(VLOOKUP(I21,直管換算!$B$4:$Q$26,9,FALSE)*S21,2))","v":""},{"$f":"IF(OR(I21=\"\",T21=\"\"),\"\",ROUND(VLOOKUP(I21,直管換算!$B$4:$Q$26,10,FALSE)*T21,2))","v":""},{"$f":"IF(OR(I21=\"\",U21=\"\"),\"\",ROUND(VLOOKUP(I21,直管換算!$B$4:$Q$26,11,FALSE)*U21,2))","v":""},{"$f":"IF(OR(I21=\"\",V21=\"\"),\"\",ROUND(VLOOKUP(I21,直管換算!$B$4:$Q$26,12,FALSE)*V21,2))","v":""},{"$f":"IF(OR(I21=\"\",W21=\"\"),\"\",ROUND(VLOOKUP(I21,直管換算!$B$4:$Q$26,13,FALSE)*W21,2))","v":""},{"$f":"IF(OR(I21=\"\",X21=\"\"),\"\",ROUND(VLOOKUP(I21,直管換算!$B$4:$Q$26,14,FALSE)*X21,2))","v":""},{"$f":"IF(OR(I21=\"\",Y21=\"\"),\"\",ROUND(VLOOKUP(I21,直管換算!$B$4:$Q$26,15,FALSE)*Y21,2))","v":""},{"$f":"IF(OR(I21=\"\",Z21=\"\"),\"\",ROUND(VLOOKUP(I21,直管換算!$B$4:$Q$26,16,FALSE)*Z21,2))","v":""},"",null,"空","","",{"$f":"IF(OR(H21=\"\",I21=\"\"),\"\",0.35464*計算公式!$B$14*POWER(AC21/1000,0.63)*POWER(BC21/1000,0.54))","v":""},{"$f":"IF(OR(H21=\"\",I21=\"\"),\"\",10.666*POWER(計算公式!$B$14,-1.85)*POWER(AC21/1000,-4.87)*POWER(H21/1000,1.85)*1000)","v":""},{"$f":"IF(内径設定!B15=\"\",\"\",内径設定!B15)","v":300}]
[null,"","","","",12,null,null,null,null,null,null,null,null,null,null,null,null,null,null,null,null,null,null,null,null,null,null,{"$f":"IF(I22=\"\",\"\",VLOOKUP(I22,内径設定!$B$4:$C$26,2,FALSE))","v":""},{"$f":"IF(AC22=\"\",\"\",IF(OR(AND(AC22>計算公式!$B$9,計算公式!$D$9=\"超\"),AND(AC22>=計算公式!$B$9,計算公式!$D$9=\"以上\")),\"H\",\"W\"))","v":""},"","","",{"$f":"IF(OR(I22=\"\",L22=\"\"),\"\",ROUND(VLOOKUP(I22,直管換算!$B$4:$Q$26,2,FALSE)*L22,2))","v":""},{"$f":"IF(OR(I22=\"\",M22=\"\"),\"\",ROUND(VLOOKUP(I22,直管換算!$B$4:$Q$26,3,FALSE)*M22,2))","v":""},{"$f":"IF(OR(I22=\"\",N22=\"\"),\"\",ROUND(VLOOKUP(I22,直管換算!$B$4:$Q$26,4,FALSE)*N22,2))","v":""},{"$f":"IF(OR(I22=\"\",O22=\"\"),\"\",ROUND(VLOOKUP(I22,直管換算!$B$4:$Q$26,5,FALSE)*O22,2))","v":""},{"$f":"IF(OR(I22=\"\",P22=\"\"),\"\",ROUND(VLOOKUP(I22,直管換算!$B$4:$Q$26,6,FALSE)*P22,2))","v":""},{"$f":"IF(OR(I22=\"\",Q22=\"\"),\"\",ROUND(VLOOKUP(I22,直管換算!$B$4:$Q$26,7,FALSE)*Q22,2))","v":""},{"$f":"IF(OR(I22=\"\",R22=\"\"),\"\",ROUND(VLOOKUP(I22,直管換算!$B$4:$Q$26,8,FALSE)*R22,2))","v":""},{"$f":"IF(OR(I22=\"\",S22=\"\"),\"\",ROUND(VLOOKUP(I22,直管換算!$B$4:$Q$26,9,FALSE)*S22,2))","v":""},{"$f":"IF(OR(I22=\"\",T22=\"\"),\"\",ROUND(VLOOKUP(I22,直管換算!$B$4:$Q$26,10,FALSE)*T22,2))","v":""},{"$f":"IF(OR(I22=\"\",U22=\"\"),\"\",ROUND(VLOOKUP(I22,直管換算!$B$4:$Q$26,11,FALSE)*U22,2))","v":""},{"$f":"IF(OR(I22=\"\",V22=\"\"),\"\",ROUND(VLOOKUP(I22,直管換算!$B$4:$Q$26,12,FALSE)*V22,2))","v":""},{"$f":"IF(OR(I22=\"\",W22=\"\"),\"\",ROUND(VLOOKUP(I22,直管換算!$B$4:$Q$26,13,FALSE)*W22,2))","v":""},{"$f":"IF(OR(I22=\"\",X22=\"\"),\"\",ROUND(VLOOKUP(I22,直管換算!$B$4:$Q$26,14,FALSE)*X22,2))","v":""},{"$f":"IF(OR(I22=\"\",Y22=\"\"),\"\",ROUND(VLOOKUP(I22,直管換算!$B$4:$Q$26,15,FALSE)*Y22,2))","v":""},{"$f":"IF(OR(I22=\"\",Z22=\"\"),\"\",ROUND(VLOOKUP(I22,直管換算!$B$4:$Q$26,16,FALSE)*Z22,2))","v":""},"",null,"空","","",{"$f":"IF(OR(H22=\"\",I22=\"\"),\"\",0.35464*計算公式!$B$14*POWER(AC22/1000,0.63)*POWER(BC22/1000,0.54))","v":""},{"$f":"IF(OR(H22=\"\",I22=\"\"),\"\",10.666*POWER(計算公式!$B$14,-1.85)*POWER(AC22/1000,-4.87)*POWER(H22/1000,1.85)*1000)","v":""},{"$f":"IF(内径設定!B16=\"\",\"\",内径設定!B16)","v":350}]
[null,"","","","",13,null,null,null,null,null,null,null,null,null,null,null,null,null,null,null,null,null,null,null,null,null,null,{"$f":"IF(I23=\"\",\"\",VLOOKUP(I23,内径設定!$B$4:$C$26,2,FALSE))","v":""},{"$f":"IF(AC23=\"\",\"\",IF(OR(AND(AC23>計算公式!$B$9,計算公式!$D$9=\"超\"),AND(AC23>=計算公式!$B$9,計算公式!$D$9=\"以上\")),\"H\",\"W\"))","v":""},"","","",{"$f":"IF(OR(I23=\"\",L23=\"\"),\"\",ROUND(VLOOKUP(I23,直管換算!$B$4:$Q$26,2,FALSE)*L23,2))","v":""},{"$f":"IF(OR(I23=\"\",M23=\"\"),\"\",ROUND(VLOOKUP(I23,直管換算!$B$4:$Q$26,3,FALSE)*M23,2))","v":""},{"$f":"IF(OR(I23=\"\",N23=\"\"),\"\",ROUND(VLOOKUP(I23,直管換算!$B$4:$Q$26,4,FALSE)*N23,2))","v":""},{"$f":"IF(OR(I23=\"\",O23=\"\"),\"\",ROUND(VLOOKUP(I23,直管換算!$B$4:$Q$26,5,FALSE)*O23,2))","v":""},{"$f":"IF(OR(I23=\"\",P23=\"\"),\"\",ROUND(VLOOKUP(I23,直管換算!$B$4:$Q$26,6,FALSE)*P23,2))","v":""},{"$f":"IF(OR(I23=\"\",Q23=\"\"),\"\",ROUND(VLOOKUP(I23,直管換算!$B$4:$Q$26,7,FALSE)*Q23,2))","v":""},{"$f":"IF(OR(I23=\"\",R23=\"\"),\"\",ROUND(VLOOKUP(I23,直管換算!$B$4:$Q$26,8,FALSE)*R23,2))","v":""},{"$f":"IF(OR(I23=\"\",S23=\"\"),\"\",ROUND(VLOOKUP(I23,直管換算!$B$4:$Q$26,9,FALSE)*S23,2))","v":""},{"$f":"IF(OR(I23=\"\",T23=\"\"),\"\",ROUND(VLOOKUP(I23,直管換算!$B$4:$Q$26,10,FALSE)*T23,2))","v":""},{"$f":"IF(OR(I23=\"\",U23=\"\"),\"\",ROUND(VLOOKUP(I23,直管換算!$B$4:$Q$26,11,FALSE)*U23,2))","v":""},{"$f":"IF(OR(I23=\"\",V23=\"\"),\"\",ROUND(VLOOKUP(I23,直管換算!$B$4:$Q$26,12,FALSE)*V23,2))","v":""},{"$f":"IF(OR(I23=\"\",W23=\"\"),\"\",ROUND(VLOOKUP(I23,直管換算!$B$4:$Q$26,13,FALSE)*W23,2))","v":""},{"$f":"IF(OR(I23=\"\",X23=\"\"),\"\",ROUND(VLOOKUP(I23,直管換算!$B$4:$Q$26,14,FALSE)*X23,2))","v":""},{"$f":"IF(OR(I23=\"\",Y23=\"\"),\"\",ROUND(VLOOKUP(I23,直管換算!$B$4:$Q$26,15,FALSE)*Y23,2))","v":""},{"$f":"IF(OR(I23=\"\",Z23=\"\"),\"\",ROUND(VLOOKUP(I23,直管換算!$B$4:$Q$26,16,FALSE)*Z23,2))","v":""},"",null,"空","","",{"$f":"IF(OR(H23=\"\",I23=\"\"),\"\",0.35464*計算公式!$B$14*POWER(AC23/1000,0.63)*POWER(BC23/1000,0.54))","v":""},{"$f":"IF(OR(H23=\"\",I23=\"\"),\"\",10.666*POWER(計算公式!$B$14,-1.85)*POWER(AC23/1000,-4.87)*POWER(H23/1000,1.85)*1000)","v":""},{"$f":"IF(内径設定!B17=\"\",\"\",内径設定!B17)","v":10}]
[null,"","","","",14,null,null,null,null,null,null,null,null,null,null,null,null,null,null,null,null,null,null,null,null,null,null,{"$f":"IF(I24=\"\",\"\",VLOOKUP(I24,内径設定!$B$4:$C$26,2,FALSE))","v":""},{"$f":"IF(AC24=\"\",\"\",IF(OR(AND(AC24>計算公式!$B$9,計算公式!$D$9=\"超\"),AND(AC24>=計算公式!$B$9,計算公式!$D$9=\"以上\")),\"H\",\"W\"))","v":""},"","","",{"$f":"IF(OR(I24=\"\",L24=\"\"),\"\",ROUND(VLOOKUP(I24,直管換算!$B$4:$Q$26,2,FALSE)*L24,2))","v":""},{"$f":"IF(OR(I24=\"\",M24=\"\"),\"\",ROUND(VLOOKUP(I24,直管換算!$B$4:$Q$26,3,FALSE)*M24,2))","v":""},{"$f":"IF(OR(I24=\"\",N24=\"\"),\"\",ROUND(VLOOKUP(I24,直管換算!$B$4:$Q$26,4,FALSE)*N24,2))","v":""},{"$f":"IF(OR(I24=\"\",O24=\"\"),\"\",ROUND(VLOOKUP(I24,直管換算!$B$4:$Q$26,5,FALSE)*O24,2))","v":""},{"$f":"IF(OR(I24=\"\",P24=\"\"),\"\",ROUND(VLOOKUP(I24,直管換算!$B$4:$Q$26,6,FALSE)*P24,2))","v":""},{"$f":"IF(OR(I24=\"\",Q24=\"\"),\"\",ROUND(VLOOKUP(I24,直管換算!$B$4:$Q$26,7,FALSE)*Q24,2))","v":""},{"$f":"IF(OR(I24=\"\",R24=\"\"),\"\",ROUND(VLOOKUP(I24,直管換算!$B$4:$Q$26,8,FALSE)*R24,2))","v":""},{"$f":"IF(OR(I24=\"\",S24=\"\"),\"\",ROUND(VLOOKUP(I24,直管換算!$B$4:$Q$26,9,FALSE)*S24,2))","v":""},{"$f":"IF(OR(I24=\"\",T24=\"\"),\"\",ROUND(VLOOKUP(I24,直管換算!$B$4:$Q$26,10,FALSE)*T24,2))","v":""},{"$f":"IF(OR(I24=\"\",U24=\"\"),\"\",ROUND(VLOOKUP(I24,直管換算!$B$4:$Q$26,11,FALSE)*U24,2))","v":""},{"$f":"IF(OR(I24=\"\",V24=\"\"),\"\",ROUND(VLOOKUP(I24,直管換算!$B$4:$Q$26,12,FALSE)*V24,2))","v":""},{"$f":"IF(OR(I24=\"\",W24=\"\"),\"\",ROUND(VLOOKUP(I24,直管換算!$B$4:$Q$26,13,FALSE)*W24,2))","v":""},{"$f":"IF(OR(I24=\"\",X24=\"\"),\"\",ROUND(VLOOKUP(I24,直管換算!$B$4:$Q$26,14,FALSE)*X24,2))","v":""},{"$f":"IF(OR(I24=\"\",Y24=\"\"),\"\",ROUND(VLOOKUP(I24,直管換算!$B$4:$Q$26,15,FALSE)*Y24,2))","v":""},{"$f":"IF(OR(I24=\"\",Z24=\"\"),\"\",ROUND(VLOOKUP(I24,直管換算!$B$4:$Q$26,16,FALSE)*Z24,2))","v":""},"",null,"空","","",{"$f":"IF(OR(H24=\"\",I24=\"\"),\"\",0.35464*計算公式!$B$14*POWER(AC24/1000,0.63)*POWER(BC24/1000,0.54))","v":""},{"$f":"IF(OR(H24=\"\",I24=\"\"),\"\",10.666*POWER(計算公式!$B$14,-1.85)*POWER(AC24/1000,-4.87)*POWER(H24/1000,1.85)*1000)","v":""},{"$f":"IF(内径設定!B18=\"\",\"\",内径設定!B18)","v":16}]
[null,"","","","",15,null,null,null,null,null,null,null,null,null,null,null,null,null,null,null,null,null,null,null,null,null,null,{"$f":"IF(I25=\"\",\"\",VLOOKUP(I25,内径設定!$B$4:$C$26,2,FALSE))","v":""},{"$f":"IF(AC25=\"\",\"\",IF(OR(AND(AC25>計算公式!$B$9,計算公式!$D$9=\"超\"),AND(AC25>=計算公式!$B$9,計算公式!$D$9=\"以上\")),\"H\",\"W\"))","v":""},"","","",{"$f":"IF(OR(I25=\"\",L25=\"\"),\"\",ROUND(VLOOKUP(I25,直管換算!$B$4:$Q$26,2,FALSE)*L25,2))","v":""},{"$f":"IF(OR(I25=\"\",M25=\"\"),\"\",ROUND(VLOOKUP(I25,直管換算!$B$4:$Q$26,3,FALSE)*M25,2))","v":""},{"$f":"IF(OR(I25=\"\",N25=\"\"),\"\",ROUND(VLOOKUP(I25,直管換算!$B$4:$Q$26,4,FALSE)*N25,2))","v":""},{"$f":"IF(OR(I25=\"\",O25=\"\"),\"\",ROUND(VLOOKUP(I25,直管換算!$B$4:$Q$26,5,FALSE)*O25,2))","v":""},{"$f":"IF(OR(I25=\"\",P25=\"\"),\"\",ROUND(VLOOKUP(I25,直管換算!$B$4:$Q$26,6,FALSE)*P25,2))","v":""},{"$f":"IF(OR(I25=\"\",Q25=\"\"),\"\",ROUND(VLOOKUP(I25,直管換算!$B$4:$Q$26,7,FALSE)*Q25,2))","v":""},{"$f":"IF(OR(I25=\"\",R25=\"\"),\"\",ROUND(VLOOKUP(I25,直管換算!$B$4:$Q$26,8,FALSE)*R25,2))","v":""},{"$f":"IF(OR(I25=\"\",S25=\"\"),\"\",ROUND(VLOOKUP(I25,直管換算!$B$4:$Q$26,9,FALSE)*S25,2))","v":""},{"$f":"IF(OR(I25=\"\",T25=\"\"),\"\",ROUND(VLOOKUP(I25,直管換算!$B$4:$Q$26,10,FALSE)*T25,2))","v":""},{"$f":"IF(OR(I25=\"\",U25=\"\"),\"\",ROUND(VLOOKUP(I25,直管換算!$B$4:$Q$26,11,FALSE)*U25,2))","v":""},{"$f":"IF(OR(I25=\"\",V25=\"\"),\"\",ROUND(VLOOKUP(I25,直管換算!$B$4:$Q$26,12,FALSE)*V25,2))","v":""},{"$f":"IF(OR(I25=\"\",W25=\"\"),\"\",ROUND(VLOOKUP(I25,直管換算!$B$4:$Q$26,13,FALSE)*W25,2))","v":""},{"$f":"IF(OR(I25=\"\",X25=\"\"),\"\",ROUND(VLOOKUP(I25,直管換算!$B$4:$Q$26,14,FALSE)*X25,2))","v":""},{"$f":"IF(OR(I25=\"\",Y25=\"\"),\"\",ROUND(VLOOKUP(I25,直管換算!$B$4:$Q$26,15,FALSE)*Y25,2))","v":""},{"$f":"IF(OR(I25=\"\",Z25=\"\"),\"\",ROUND(VLOOKUP(I25,直管換算!$B$4:$Q$26,16,FALSE)*Z25,2))","v":""},"",null,"空","","",{"$f":"IF(OR(H25=\"\",I25=\"\"),\"\",0.35464*計算公式!$B$14*POWER(AC25/1000,0.63)*POWER(BC25/1000,0.54))","v":""},{"$f":"IF(OR(H25=\"\",I25=\"\"),\"\",10.666*POWER(計算公式!$B$14,-1.85)*POWER(AC25/1000,-4.87)*POWER(H25/1000,1.85)*1000)","v":""},{"$f":"IF(内径設定!B19=\"\",\"\",内径設定!B19)","v":""}]
[null,"","","","",16,null,null,null,null,null,null,null,null,null,null,null,null,null,null,null,null,null,null,null,null,null,null,{"$f":"IF(I26=\"\",\"\",VLOOKUP(I26,内径設定!$B$4:$C$26,2,FALSE))","v":""},{"$f":"IF(AC26=\"\",\"\",IF(OR(AND(AC26>計算公式!$B$9,計算公式!$D$9=\"超\"),AND(AC26>=計算公式!$B$9,計算公式!$D$9=\"以上\")),\"H\",\"W\"))","v":""},"","","",{"$f":"IF(OR(I26=\"\",L26=\"\"),\"\",ROUND(VLOOKUP(I26,直管換算!$B$4:$Q$26,2,FALSE)*L26,2))","v":""},{"$f":"IF(OR(I26=\"\",M26=\"\"),\"\",ROUND(VLOOKUP(I26,直管換算!$B$4:$Q$26,3,FALSE)*M26,2))","v":""},{"$f":"IF(OR(I26=\"\",N26=\"\"),\"\",ROUND(VLOOKUP(I26,直管換算!$B$4:$Q$26,4,FALSE)*N26,2))","v":""},{"$f":"IF(OR(I26=\"\",O26=\"\"),\"\",ROUND(VLOOKUP(I26,直管換算!$B$4:$Q$26,5,FALSE)*O26,2))","v":""},{"$f":"IF(OR(I26=\"\",P26=\"\"),\"\",ROUND(VLOOKUP(I26,直管換算!$B$4:$Q$26,6,FALSE)*P26,2))","v":""},{"$f":"IF(OR(I26=\"\",Q26=\"\"),\"\",ROUND(VLOOKUP(I26,直管換算!$B$4:$Q$26,7,FALSE)*Q26,2))","v":""},{"$f":"IF(OR(I26=\"\",R26=\"\"),\"\",ROUND(VLOOKUP(I26,直管換算!$B$4:$Q$26,8,FALSE)*R26,2))","v":""},{"$f":"IF(OR(I26=\"\",S26=\"\"),\"\",ROUND(VLOOKUP(I26,直管換算!$B$4:$Q$26,9,FALSE)*S26,2))","v":""},{"$f":"IF(OR(I26=\"\",T26=\"\"),\"\",ROUND(VLOOKUP(I26,直管換算!$B$4:$Q$26,10,FALSE)*T26,2))","v":""},{"$f":"IF(OR(I26=\"\",U26=\"\"),\"\",ROUND(VLOOKUP(I26,直管換算!$B$4:$Q$26,11,FALSE)*U26,2))","v":""},{"$f":"IF(OR(I26=\"\",V26=\"\"),\"\",ROUND(VLOOKUP(I26,直管換算!$B$4:$Q$26,12,FALSE)*V26,2))","v":""},{"$f":"IF(OR(I26=\"\",W26=\"\"),\"\",ROUND(VLOOKUP(I26,直管換算!$B$4:$Q$26,13,FALSE)*W26,2))","v":""},{"$f":"IF(OR(I26=\"\",X26=\"\"),\"\",ROUND(VLOOKUP(I26,直管換算!$B$4:$Q$26,14,FALSE)*X26,2))","v":""},{"$f":"IF(OR(I26=\"\",Y26=\"\"),\"\",ROUND(VLOOKUP(I26,直管換算!$B$4:$Q$26,15,FALSE)*Y26,2))","v":""},{"$f":"IF(OR(I26=\"\",Z26=\"\"),\"\",ROUND(VLOOKUP(I26,直管換算!$B$4:$Q$26,16,FALSE)*Z26,2))","v":""},"",null,"空","","",{"$f":"IF(OR(H26=\"\",I26=\"\"),\"\",0.35464*計算公式!$B$14*POWER(AC26/1000,0.63)*POWER(BC26/1000,0.54))","v":""},{"$f":"IF(OR(H26=\"\",I26=\"\"),\"\",10.666*POWER(計算公式!$B$14,-1.85)*POWER(AC26/1000,-4.87)*POWER(H26/1000,1.85)*1000)","v":""},{"$f":"IF(内径設定!B20=\"\",\"\",内径設定!B20)","v":""}]
[null,"","","","",17,null,null,null,null,null,null,null,null,null,null,null,null,null,null,null,null,null,null,null,null,null,null,{"$f":"IF(I27=\"\",\"\",VLOOKUP(I27,内径設定!$B$4:$C$26,2,FALSE))","v":""},{"$f":"IF(AC27=\"\",\"\",IF(OR(AND(AC27>計算公式!$B$9,計算公式!$D$9=\"超\"),AND(AC27>=計算公式!$B$9,計算公式!$D$9=\"以上\")),\"H\",\"W\"))","v":""},"","","",{"$f":"IF(OR(I27=\"\",L27=\"\"),\"\",ROUND(VLOOKUP(I27,直管換算!$B$4:$Q$26,2,FALSE)*L27,2))","v":""},{"$f":"IF(OR(I27=\"\",M27=\"\"),\"\",ROUND(VLOOKUP(I27,直管換算!$B$4:$Q$26,3,FALSE)*M27,2))","v":""},{"$f":"IF(OR(I27=\"\",N27=\"\"),\"\",ROUND(VLOOKUP(I27,直管換算!$B$4:$Q$26,4,FALSE)*N27,2))","v":""},{"$f":"IF(OR(I27=\"\",O27=\"\"),\"\",ROUND(VLOOKUP(I27,直管換算!$B$4:$Q$26,5,FALSE)*O27,2))","v":""},{"$f":"IF(OR(I27=\"\",P27=\"\"),\"\",ROUND(VLOOKUP(I27,直管換算!$B$4:$Q$26,6,FALSE)*P27,2))","v":""},{"$f":"IF(OR(I27=\"\",Q27=\"\"),\"\",ROUND(VLOOKUP(I27,直管換算!$B$4:$Q$26,7,FALSE)*Q27,2))","v":""},{"$f":"IF(OR(I27=\"\",R27=\"\"),\"\",ROUND(VLOOKUP(I27,直管換算!$B$4:$Q$26,8,FALSE)*R27,2))","v":""},{"$f":"IF(OR(I27=\"\",S27=\"\"),\"\",ROUND(VLOOKUP(I27,直管換算!$B$4:$Q$26,9,FALSE)*S27,2))","v":""},{"$f":"IF(OR(I27=\"\",T27=\"\"),\"\",ROUND(VLOOKUP(I27,直管換算!$B$4:$Q$26,10,FALSE)*T27,2))","v":""},{"$f":"IF(OR(I27=\"\",U27=\"\"),\"\",ROUND(VLOOKUP(I27,直管換算!$B$4:$Q$26,11,FALSE)*U27,2))","v":""},{"$f":"IF(OR(I27=\"\",V27=\"\"),\"\",ROUND(VLOOKUP(I27,直管換算!$B$4:$Q$26,12,FALSE)*V27,2))","v":""},{"$f":"IF(OR(I27=\"\",W27=\"\"),\"\",ROUND(VLOOKUP(I27,直管換算!$B$4:$Q$26,13,FALSE)*W27,2))","v":""},{"$f":"IF(OR(I27=\"\",X27=\"\"),\"\",ROUND(VLOOKUP(I27,直管換算!$B$4:$Q$26,14,FALSE)*X27,2))","v":""},{"$f":"IF(OR(I27=\"\",Y27=\"\"),\"\",ROUND(VLOOKUP(I27,直管換算!$B$4:$Q$26,15,FALSE)*Y27,2))","v":""},{"$f":"IF(OR(I27=\"\",Z27=\"\"),\"\",ROUND(VLOOKUP(I27,直管換算!$B$4:$Q$26,16,FALSE)*Z27,2))","v":""},"",null,"空","","",{"$f":"IF(OR(H27=\"\",I27=\"\"),\"\",0.35464*計算公式!$B$14*POWER(AC27/1000,0.63)*POWER(BC27/1000,0.54))","v":""},{"$f":"IF(OR(H27=\"\",I27=\"\"),\"\",10.666*POWER(計算公式!$B$14,-1.85)*POWER(AC27/1000,-4.87)*POWER(H27/1000,1.85)*1000)","v":""},{"$f":"IF(内径設定!B21=\"\",\"\",内径設定!B21)","v":""}]
[null,"","","","",18,null,null,null,null,null,null,null,null,null,null,null,null,null,null,null,null,null,null,null,null,null,null,{"$f":"IF(I28=\"\",\"\",VLOOKUP(I28,内径設定!$B$4:$C$26,2,FALSE))","v":""},{"$f":"IF(AC28=\"\",\"\",IF(OR(AND(AC28>計算公式!$B$9,計算公式!$D$9=\"超\"),AND(AC28>=計算公式!$B$9,計算公式!$D$9=\"以上\")),\"H\",\"W\"))","v":""},"","","",{"$f":"IF(OR(I28=\"\",L28=\"\"),\"\",ROUND(VLOOKUP(I28,直管換算!$B$4:$Q$26,2,FALSE)*L28,2))","v":""},{"$f":"IF(OR(I28=\"\",M28=\"\"),\"\",ROUND(VLOOKUP(I28,直管換算!$B$4:$Q$26,3,FALSE)*M28,2))","v":""},{"$f":"IF(OR(I28=\"\",N28=\"\"),\"\",ROUND(VLOOKUP(I28,直管換算!$B$4:$Q$26,4,FALSE)*N28,2))","v":""},{"$f":"IF(OR(I28=\"\",O28=\"\"),\"\",ROUND(VLOOKUP(I28,直管換算!$B$4:$Q$26,5,FALSE)*O28,2))","v":""},{"$f":"IF(OR(I28=\"\",P28=\"\"),\"\",ROUND(VLOOKUP(I28,直管換算!$B$4:$Q$26,6,FALSE)*P28,2))","v":""},{"$f":"IF(OR(I28=\"\",Q28=\"\"),\"\",ROUND(VLOOKUP(I28,直管換算!$B$4:$Q$26,7,FALSE)*Q28,2))","v":""},{"$f":"IF(OR(I28=\"\",R28=\"\"),\"\",ROUND(VLOOKUP(I28,直管換算!$B$4:$Q$26,8,FALSE)*R28,2))","v":""},{"$f":"IF(OR(I28=\"\",S28=\"\"),\"\",ROUND(VLOOKUP(I28,直管換算!$B$4:$Q$26,9,FALSE)*S28,2))","v":""},{"$f":"IF(OR(I28=\"\",T28=\"\"),\"\",ROUND(VLOOKUP(I28,直管換算!$B$4:$Q$26,10,FALSE)*T28,2))","v":""},{"$f":"IF(OR(I28=\"\",U28=\"\"),\"\",ROUND(VLOOKUP(I28,直管換算!$B$4:$Q$26,11,FALSE)*U28,2))","v":""},{"$f":"IF(OR(I28=\"\",V28=\"\"),\"\",ROUND(VLOOKUP(I28,直管換算!$B$4:$Q$26,12,FALSE)*V28,2))","v":""},{"$f":"IF(OR(I28=\"\",W28=\"\"),\"\",ROUND(VLOOKUP(I28,直管換算!$B$4:$Q$26,13,FALSE)*W28,2))","v":""},{"$f":"IF(OR(I28=\"\",X28=\"\"),\"\",ROUND(VLOOKUP(I28,直管換算!$B$4:$Q$26,14,FALSE)*X28,2))","v":""},{"$f":"IF(OR(I28=\"\",Y28=\"\"),\"\",ROUND(VLOOKUP(I28,直管換算!$B$4:$Q$26,15,FALSE)*Y28,2))","v":""},{"$f":"IF(OR(I28=\"\",Z28=\"\"),\"\",ROUND(VLOOKUP(I28,直管換算!$B$4:$Q$26,16,FALSE)*Z28,2))","v":""},"",null,"空","","",{"$f":"IF(OR(H28=\"\",I28=\"\"),\"\",0.35464*計算公式!$B$14*POWER(AC28/1000,0.63)*POWER(BC28/1000,0.54))","v":""},{"$f":"IF(OR(H28=\"\",I28=\"\"),\"\",10.666*POWER(計算公式!$B$14,-1.85)*POWER(AC28/1000,-4.87)*POWER(H28/1000,1.85)*1000)","v":""},{"$f":"IF(内径設定!B22=\"\",\"\",内径設定!B22)","v":""}]
[null,"","","","",19,null,null,null,null,null,null,null,null,null,null,null,null,null,null,null,null,null,null,null,null,null,null,{"$f":"IF(I29=\"\",\"\",VLOOKUP(I29,内径設定!$B$4:$C$26,2,FALSE))","v":""},{"$f":"IF(AC29=\"\",\"\",IF(OR(AND(AC29>計算公式!$B$9,計算公式!$D$9=\"超\"),AND(AC29>=計算公式!$B$9,計算公式!$D$9=\"以上\")),\"H\",\"W\"))","v":""},"","","",{"$f":"IF(OR(I29=\"\",L29=\"\"),\"\",ROUND(VLOOKUP(I29,直管換算!$B$4:$Q$26,2,FALSE)*L29,2))","v":""},{"$f":"IF(OR(I29=\"\",M29=\"\"),\"\",ROUND(VLOOKUP(I29,直管換算!$B$4:$Q$26,3,FALSE)*M29,2))","v":""},{"$f":"IF(OR(I29=\"\",N29=\"\"),\"\",ROUND(VLOOKUP(I29,直管換算!$B$4:$Q$26,4,FALSE)*N29,2))","v":""},{"$f":"IF(OR(I29=\"\",O29=\"\"),\"\",ROUND(VLOOKUP(I29,直管換算!$B$4:$Q$26,5,FALSE)*O29,2))","v":""},{"$f":"IF(OR(I29=\"\",P29=\"\"),\"\",ROUND(VLOOKUP(I29,直管換算!$B$4:$Q$26,6,FALSE)*P29,2))","v":""},{"$f":"IF(OR(I29=\"\",Q29=\"\"),\"\",ROUND(VLOOKUP(I29,直管換算!$B$4:$Q$26,7,FALSE)*Q29,2))","v":""},{"$f":"IF(OR(I29=\"\",R29=\"\"),\"\",ROUND(VLOOKUP(I29,直管換算!$B$4:$Q$26,8,FALSE)*R29,2))","v":""},{"$f":"IF(OR(I29=\"\",S29=\"\"),\"\",ROUND(VLOOKUP(I29,直管換算!$B$4:$Q$26,9,FALSE)*S29,2))","v":""},{"$f":"IF(OR(I29=\"\",T29=\"\"),\"\",ROUND(VLOOKUP(I29,直管換算!$B$4:$Q$26,10,FALSE)*T29,2))","v":""},{"$f":"IF(OR(I29=\"\",U29=\"\"),\"\",ROUND(VLOOKUP(I29,直管換算!$B$4:$Q$26,11,FALSE)*U29,2))","v":""},{"$f":"IF(OR(I29=\"\",V29=\"\"),\"\",ROUND(VLOOKUP(I29,直管換算!$B$4:$Q$26,12,FALSE)*V29,2))","v":""},{"$f":"IF(OR(I29=\"\",W29=\"\"),\"\",ROUND(VLOOKUP(I29,直管換算!$B$4:$Q$26,13,FALSE)*W29,2))","v":""},{"$f":"IF(OR(I29=\"\",X29=\"\"),\"\",ROUND(VLOOKUP(I29,直管換算!$B$4:$Q$26,14,FALSE)*X29,2))","v":""},{"$f":"IF(OR(I29=\"\",Y29=\"\"),\"\",ROUND(VLOOKUP(I29,直管換算!$B$4:$Q$26,15,FALSE)*Y29,2))","v":""},{"$f":"IF(OR(I29=\"\",Z29=\"\"),\"\",ROUND(VLOOKUP(I29,直管換算!$B$4:$Q$26,16,FALSE)*Z29,2))","v":""},"",null,"空","","",{"$f":"IF(OR(H29=\"\",I29=\"\"),\"\",0.35464*計算公式!$B$14*POWER(AC29/1000,0.63)*POWER(BC29/1000,0.54))","v":""},{"$f":"IF(OR(H29=\"\",I29=\"\"),\"\",10.666*POWER(計算公式!$B$14,-1.85)*POWER(AC29/1000,-4.87)*POWER(H29/1000,1.85)*1000)","v":""},{"$f":"IF(内径設定!B23=\"\",\"\",内径設定!B23)","v":""}]
[null,"","","","",20,null,null,null,null,null,null,null,null,null,null,null,null,null,null,null,null,null,null,null,null,null,null,{"$f":"IF(I30=\"\",\"\",VLOOKUP(I30,内径設定!$B$4:$C$26,2,FALSE))","v":""},{"$f":"IF(AC30=\"\",\"\",IF(OR(AND(AC30>計算公式!$B$9,計算公式!$D$9=\"超\"),AND(AC30>=計算公式!$B$9,計算公式!$D$9=\"以上\")),\"H\",\"W\"))","v":""},"","","",{"$f":"IF(OR(I30=\"\",L30=\"\"),\"\",ROUND(VLOOKUP(I30,直管換算!$B$4:$Q$26,2,FALSE)*L30,2))","v":""},{"$f":"IF(OR(I30=\"\",M30=\"\"),\"\",ROUND(VLOOKUP(I30,直管換算!$B$4:$Q$26,3,FALSE)*M30,2))","v":""},{"$f":"IF(OR(I30=\"\",N30=\"\"),\"\",ROUND(VLOOKUP(I30,直管換算!$B$4:$Q$26,4,FALSE)*N30,2))","v":""},{"$f":"IF(OR(I30=\"\",O30=\"\"),\"\",ROUND(VLOOKUP(I30,直管換算!$B$4:$Q$26,5,FALSE)*O30,2))","v":""},{"$f":"IF(OR(I30=\"\",P30=\"\"),\"\",ROUND(VLOOKUP(I30,直管換算!$B$4:$Q$26,6,FALSE)*P30,2))","v":""},{"$f":"IF(OR(I30=\"\",Q30=\"\"),\"\",ROUND(VLOOKUP(I30,直管換算!$B$4:$Q$26,7,FALSE)*Q30,2))","v":""},{"$f":"IF(OR(I30=\"\",R30=\"\"),\"\",ROUND(VLOOKUP(I30,直管換算!$B$4:$Q$26,8,FALSE)*R30,2))","v":""},{"$f":"IF(OR(I30=\"\",S30=\"\"),\"\",ROUND(VLOOKUP(I30,直管換算!$B$4:$Q$26,9,FALSE)*S30,2))","v":""},{"$f":"IF(OR(I30=\"\",T30=\"\"),\"\",ROUND(VLOOKUP(I30,直管換算!$B$4:$Q$26,10,FALSE)*T30,2))","v":""},{"$f":"IF(OR(I30=\"\",U30=\"\"),\"\",ROUND(VLOOKUP(I30,直管換算!$B$4:$Q$26,11,FALSE)*U30,2))","v":""},{"$f":"IF(OR(I30=\"\",V30=\"\"),\"\",ROUND(VLOOKUP(I30,直管換算!$B$4:$Q$26,12,FALSE)*V30,2))","v":""},{"$f":"IF(OR(I30=\"\",W30=\"\"),\"\",ROUND(VLOOKUP(I30,直管換算!$B$4:$Q$26,13,FALSE)*W30,2))","v":""},{"$f":"IF(OR(I30=\"\",X30=\"\"),\"\",ROUND(VLOOKUP(I30,直管換算!$B$4:$Q$26,14,FALSE)*X30,2))","v":""},{"$f":"IF(OR(I30=\"\",Y30=\"\"),\"\",ROUND(VLOOKUP(I30,直管換算!$B$4:$Q$26,15,FALSE)*Y30,2))","v":""},{"$f":"IF(OR(I30=\"\",Z30=\"\"),\"\",ROUND(VLOOKUP(I30,直管換算!$B$4:$Q$26,16,FALSE)*Z30,2))","v":""},"",null,"空","","",{"$f":"IF(OR(H30=\"\",I30=\"\"),\"\",0.35464*計算公式!$B$14*POWER(AC30/1000,0.63)*POWER(BC30/1000,0.54))","v":""},{"$f":"IF(OR(H30=\"\",I30=\"\"),\"\",10.666*POWER(計算公式!$B$14,-1.85)*POWER(AC30/1000,-4.87)*POWER(H30/1000,1.85)*1000)","v":""},{"$f":"IF(内径設定!B24=\"\",\"\",内径設定!B24)","v":""}]
[null,"","","","",21,null,null,null,null,null,null,null,null,null,null,null,null,null,null,null,null,null,null,null,null,null,null,{"$f":"IF(I31=\"\",\"\",VLOOKUP(I31,内径設定!$B$4:$C$26,2,FALSE))","v":""},{"$f":"IF(AC31=\"\",\"\",IF(OR(AND(AC31>計算公式!$B$9,計算公式!$D$9=\"超\"),AND(AC31>=計算公式!$B$9,計算公式!$D$9=\"以上\")),\"H\",\"W\"))","v":""},"","","",{"$f":"IF(OR(I31=\"\",L31=\"\"),\"\",ROUND(VLOOKUP(I31,直管換算!$B$4:$Q$26,2,FALSE)*L31,2))","v":""},{"$f":"IF(OR(I31=\"\",M31=\"\"),\"\",ROUND(VLOOKUP(I31,直管換算!$B$4:$Q$26,3,FALSE)*M31,2))","v":""},{"$f":"IF(OR(I31=\"\",N31=\"\"),\"\",ROUND(VLOOKUP(I31,直管換算!$B$4:$Q$26,4,FALSE)*N31,2))","v":""},{"$f":"IF(OR(I31=\"\",O31=\"\"),\"\",ROUND(VLOOKUP(I31,直管換算!$B$4:$Q$26,5,FALSE)*O31,2))","v":""},{"$f":"IF(OR(I31=\"\",P31=\"\"),\"\",ROUND(VLOOKUP(I31,直管換算!$B$4:$Q$26,6,FALSE)*P31,2))","v":""},{"$f":"IF(OR(I31=\"\",Q31=\"\"),\"\",ROUND(VLOOKUP(I31,直管換算!$B$4:$Q$26,7,FALSE)*Q31,2))","v":""},{"$f":"IF(OR(I31=\"\",R31=\"\"),\"\",ROUND(VLOOKUP(I31,直管換算!$B$4:$Q$26,8,FALSE)*R31,2))","v":""},{"$f":"IF(OR(I31=\"\",S31=\"\"),\"\",ROUND(VLOOKUP(I31,直管換算!$B$4:$Q$26,9,FALSE)*S31,2))","v":""},{"$f":"IF(OR(I31=\"\",T31=\"\"),\"\",ROUND(VLOOKUP(I31,直管換算!$B$4:$Q$26,10,FALSE)*T31,2))","v":""},{"$f":"IF(OR(I31=\"\",U31=\"\"),\"\",ROUND(VLOOKUP(I31,直管換算!$B$4:$Q$26,11,FALSE)*U31,2))","v":""},{"$f":"IF(OR(I31=\"\",V31=\"\"),\"\",ROUND(VLOOKUP(I31,直管換算!$B$4:$Q$26,12,FALSE)*V31,2))","v":""},{"$f":"IF(OR(I31=\"\",W31=\"\"),\"\",ROUND(VLOOKUP(I31,直管換算!$B$4:$Q$26,13,FALSE)*W31,2))","v":""},{"$f":"IF(OR(I31=\"\",X31=\"\"),\"\",ROUND(VLOOKUP(I31,直管換算!$B$4:$Q$26,14,FALSE)*X31,2))","v":""},{"$f":"IF(OR(I31=\"\",Y31=\"\"),\"\",ROUND(VLOOKUP(I31,直管換算!$B$4:$Q$26,15,FALSE)*Y31,2))","v":""},{"$f":"IF(OR(I31=\"\",Z31=\"\"),\"\",ROUND(VLOOKUP(I31,直管換算!$B$4:$Q$26,16,FALSE)*Z31,2))","v":""},"",null,"空","","",{"$f":"IF(OR(H31=\"\",I31=\"\"),\"\",0.35464*計算公式!$B$14*POWER(AC31/1000,0.63)*POWER(BC31/1000,0.54))","v":""},{"$f":"IF(OR(H31=\"\",I31=\"\"),\"\",10.666*POWER(計算公式!$B$14,-1.85)*POWER(AC31/1000,-4.87)*POWER(H31/1000,1.85)*1000)","v":""},{"$f":"IF(内径設定!B25=\"\",\"\",内径設定!B25)","v":""}]
[null,"","","","",22,null,null,null,null,null,null,null,null,null,null,null,null,null,null,null,null,null,null,null,null,null,null,{"$f":"IF(I32=\"\",\"\",VLOOKUP(I32,内径設定!$B$4:$C$26,2,FALSE))","v":""},{"$f":"IF(AC32=\"\",\"\",IF(OR(AND(AC32>計算公式!$B$9,計算公式!$D$9=\"超\"),AND(AC32>=計算公式!$B$9,計算公式!$D$9=\"以上\")),\"H\",\"W\"))","v":""},"","","",{"$f":"IF(OR(I32=\"\",L32=\"\"),\"\",ROUND(VLOOKUP(I32,直管換算!$B$4:$Q$26,2,FALSE)*L32,2))","v":""},{"$f":"IF(OR(I32=\"\",M32=\"\"),\"\",ROUND(VLOOKUP(I32,直管換算!$B$4:$Q$26,3,FALSE)*M32,2))","v":""},{"$f":"IF(OR(I32=\"\",N32=\"\"),\"\",ROUND(VLOOKUP(I32,直管換算!$B$4:$Q$26,4,FALSE)*N32,2))","v":""},{"$f":"IF(OR(I32=\"\",O32=\"\"),\"\",ROUND(VLOOKUP(I32,直管換算!$B$4:$Q$26,5,FALSE)*O32,2))","v":""},{"$f":"IF(OR(I32=\"\",P32=\"\"),\"\",ROUND(VLOOKUP(I32,直管換算!$B$4:$Q$26,6,FALSE)*P32,2))","v":""},{"$f":"IF(OR(I32=\"\",Q32=\"\"),\"\",ROUND(VLOOKUP(I32,直管換算!$B$4:$Q$26,7,FALSE)*Q32,2))","v":""},{"$f":"IF(OR(I32=\"\",R32=\"\"),\"\",ROUND(VLOOKUP(I32,直管換算!$B$4:$Q$26,8,FALSE)*R32,2))","v":""},{"$f":"IF(OR(I32=\"\",S32=\"\"),\"\",ROUND(VLOOKUP(I32,直管換算!$B$4:$Q$26,9,FALSE)*S32,2))","v":""},{"$f":"IF(OR(I32=\"\",T32=\"\"),\"\",ROUND(VLOOKUP(I32,直管換算!$B$4:$Q$26,10,FALSE)*T32,2))","v":""},{"$f":"IF(OR(I32=\"\",U32=\"\"),\"\",ROUND(VLOOKUP(I32,直管換算!$B$4:$Q$26,11,FALSE)*U32,2))","v":""},{"$f":"IF(OR(I32=\"\",V32=\"\"),\"\",ROUND(VLOOKUP(I32,直管換算!$B$4:$Q$26,12,FALSE)*V32,2))","v":""},{"$f":"IF(OR(I32=\"\",W32=\"\"),\"\",ROUND(VLOOKUP(I32,直管換算!$B$4:$Q$26,13,FALSE)*W32,2))","v":""},{"$f":"IF(OR(I32=\"\",X32=\"\"),\"\",ROUND(VLOOKUP(I32,直管換算!$B$4:$Q$26,14,FALSE)*X32,2))","v":""},{"$f":"IF(OR(I32=\"\",Y32=\"\"),\"\",ROUND(VLOOKUP(I32,直管換算!$B$4:$Q$26,15,FALSE)*Y32,2))","v":""},{"$f":"IF(OR(I32=\"\",Z32=\"\"),\"\",ROUND(VLOOKUP(I32,直管換算!$B$4:$Q$26,16,FALSE)*Z32,2))","v":""},"",null,"空","","",{"$f":"IF(OR(H32=\"\",I32=\"\"),\"\",0.35464*計算公式!$B$14*POWER(AC32/1000,0.63)*POWER(BC32/1000,0.54))","v":""},{"$f":"IF(OR(H32=\"\",I32=\"\"),\"\",10.666*POWER(計算公式!$B$14,-1.85)*POWER(AC32/1000,-4.87)*POWER(H32/1000,1.85)*1000)","v":""},{"$f":"IF(内径設定!B26=\"\",\"\",内径設定!B26)","v":""}]
[null,"","","","",23,null,null,null,null,null,null,null,null,null,null,null,null,null,null,null,null,null,null,null,null,null,null,{"$f":"IF(I33=\"\",\"\",VLOOKUP(I33,内径設定!$B$4:$C$26,2,FALSE))","v":""},{"$f":"IF(AC33=\"\",\"\",IF(OR(AND(AC33>計算公式!$B$9,計算公式!$D$9=\"超\"),AND(AC33>=計算公式!$B$9,計算公式!$D$9=\"以上\")),\"H\",\"W\"))","v":""},"","","",{"$f":"IF(OR(I33=\"\",L33=\"\"),\"\",ROUND(VLOOKUP(I33,直管換算!$B$4:$Q$26,2,FALSE)*L33,2))","v":""},{"$f":"IF(OR(I33=\"\",M33=\"\"),\"\",ROUND(VLOOKUP(I33,直管換算!$B$4:$Q$26,3,FALSE)*M33,2))","v":""},{"$f":"IF(OR(I33=\"\",N33=\"\"),\"\",ROUND(VLOOKUP(I33,直管換算!$B$4:$Q$26,4,FALSE)*N33,2))","v":""},{"$f":"IF(OR(I33=\"\",O33=\"\"),\"\",ROUND(VLOOKUP(I33,直管換算!$B$4:$Q$26,5,FALSE)*O33,2))","v":""},{"$f":"IF(OR(I33=\"\",P33=\"\"),\"\",ROUND(VLOOKUP(I33,直管換算!$B$4:$Q$26,6,FALSE)*P33,2))","v":""},{"$f":"IF(OR(I33=\"\",Q33=\"\"),\"\",ROUND(VLOOKUP(I33,直管換算!$B$4:$Q$26,7,FALSE)*Q33,2))","v":""},{"$f":"IF(OR(I33=\"\",R33=\"\"),\"\",ROUND(VLOOKUP(I33,直管換算!$B$4:$Q$26,8,FALSE)*R33,2))","v":""},{"$f":"IF(OR(I33=\"\",S33=\"\"),\"\",ROUND(VLOOKUP(I33,直管換算!$B$4:$Q$26,9,FALSE)*S33,2))","v":""},{"$f":"IF(OR(I33=\"\",T33=\"\"),\"\",ROUND(VLOOKUP(I33,直管換算!$B$4:$Q$26,10,FALSE)*T33,2))","v":""},{"$f":"IF(OR(I33=\"\",U33=\"\"),\"\",ROUND(VLOOKUP(I33,直管換算!$B$4:$Q$26,11,FALSE)*U33,2))","v":""},{"$f":"IF(OR(I33=\"\",V33=\"\"),\"\",ROUND(VLOOKUP(I33,直管換算!$B$4:$Q$26,12,FALSE)*V33,2))","v":""},{"$f":"IF(OR(I33=\"\",W33=\"\"),\"\",ROUND(VLOOKUP(I33,直管換算!$B$4:$Q$26,13,FALSE)*W33,2))","v":""},{"$f":"IF(OR(I33=\"\",X33=\"\"),\"\",ROUND(VLOOKUP(I33,直管換算!$B$4:$Q$26,14,FALSE)*X33,2))","v":""},{"$f":"IF(OR(I33=\"\",Y33=\"\"),\"\",ROUND(VLOOKUP(I33,直管換算!$B$4:$Q$26,15,FALSE)*Y33,2))","v":""},{"$f":"IF(OR(I33=\"\",Z33=\"\"),\"\",ROUND(VLOOKUP(I33,直管換算!$B$4:$Q$26,16,FALSE)*Z33,2))","v":""},"",null,"空","","",{"$f":"IF(OR(H33=\"\",I33=\"\"),\"\",0.35464*計算公式!$B$14*POWER(AC33/1000,0.63)*POWER(BC33/1000,0.54))","v":""},{"$f":"IF(OR(H33=\"\",I33=\"\"),\"\",10.666*POWER(計算公式!$B$14,-1.85)*POWER(AC33/1000,-4.87)*POWER(H33/1000,1.85)*1000)","v":""}]
[null,"","","","",24,null,null,null,null,null,null,null,null,null,null,null,null,null,null,null,null,null,null,null,null,null,null,{"$f":"IF(I34=\"\",\"\",VLOOKUP(I34,内径設定!$B$4:$C$26,2,FALSE))","v":""},{"$f":"IF(AC34=\"\",\"\",IF(OR(AND(AC34>計算公式!$B$9,計算公式!$D$9=\"超\"),AND(AC34>=計算公式!$B$9,計算公式!$D$9=\"以上\")),\"H\",\"W\"))","v":""},"","","",{"$f":"IF(OR(I34=\"\",L34=\"\"),\"\",ROUND(VLOOKUP(I34,直管換算!$B$4:$Q$26,2,FALSE)*L34,2))","v":""},{"$f":"IF(OR(I34=\"\",M34=\"\"),\"\",ROUND(VLOOKUP(I34,直管換算!$B$4:$Q$26,3,FALSE)*M34,2))","v":""},{"$f":"IF(OR(I34=\"\",N34=\"\"),\"\",ROUND(VLOOKUP(I34,直管換算!$B$4:$Q$26,4,FALSE)*N34,2))","v":""},{"$f":"IF(OR(I34=\"\",O34=\"\"),\"\",ROUND(VLOOKUP(I34,直管換算!$B$4:$Q$26,5,FALSE)*O34,2))","v":""},{"$f":"IF(OR(I34=\"\",P34=\"\"),\"\",ROUND(VLOOKUP(I34,直管換算!$B$4:$Q$26,6,FALSE)*P34,2))","v":""},{"$f":"IF(OR(I34=\"\",Q34=\"\"),\"\",ROUND(VLOOKUP(I34,直管換算!$B$4:$Q$26,7,FALSE)*Q34,2))","v":""},{"$f":"IF(OR(I34=\"\",R34=\"\"),\"\",ROUND(VLOOKUP(I34,直管換算!$B$4:$Q$26,8,FALSE)*R34,2))","v":""},{"$f":"IF(OR(I34=\"\",S34=\"\"),\"\",ROUND(VLOOKUP(I34,直管換算!$B$4:$Q$26,9,FALSE)*S34,2))","v":""},{"$f":"IF(OR(I34=\"\",T34=\"\"),\"\",ROUND(VLOOKUP(I34,直管換算!$B$4:$Q$26,10,FALSE)*T34,2))","v":""},{"$f":"IF(OR(I34=\"\",U34=\"\"),\"\",ROUND(VLOOKUP(I34,直管換算!$B$4:$Q$26,11,FALSE)*U34,2))","v":""},{"$f":"IF(OR(I34=\"\",V34=\"\"),\"\",ROUND(VLOOKUP(I34,直管換算!$B$4:$Q$26,12,FALSE)*V34,2))","v":""},{"$f":"IF(OR(I34=\"\",W34=\"\"),\"\",ROUND(VLOOKUP(I34,直管換算!$B$4:$Q$26,13,FALSE)*W34,2))","v":""},{"$f":"IF(OR(I34=\"\",X34=\"\"),\"\",ROUND(VLOOKUP(I34,直管換算!$B$4:$Q$26,14,FALSE)*X34,2))","v":""},{"$f":"IF(OR(I34=\"\",Y34=\"\"),\"\",ROUND(VLOOKUP(I34,直管換算!$B$4:$Q$26,15,FALSE)*Y34,2))","v":""},{"$f":"IF(OR(I34=\"\",Z34=\"\"),\"\",ROUND(VLOOKUP(I34,直管換算!$B$4:$Q$26,16,FALSE)*Z34,2))","v":""},"",null,"空","","",{"$f":"IF(OR(H34=\"\",I34=\"\"),\"\",0.35464*計算公式!$B$14*POWER(AC34/1000,0.63)*POWER(BC34/1000,0.54))","v":""},{"$f":"IF(OR(H34=\"\",I34=\"\"),\"\",10.666*POWER(計算公式!$B$14,-1.85)*POWER(AC34/1000,-4.87)*POWER(H34/1000,1.85)*1000)","v":""}]
[null,"","","","",25,null,null,null,null,null,null,null,null,null,null,null,null,null,null,null,null,null,null,null,null,null,null,{"$f":"IF(I35=\"\",\"\",VLOOKUP(I35,内径設定!$B$4:$C$26,2,FALSE))","v":""},{"$f":"IF(AC35=\"\",\"\",IF(OR(AND(AC35>計算公式!$B$9,計算公式!$D$9=\"超\"),AND(AC35>=計算公式!$B$9,計算公式!$D$9=\"以上\")),\"H\",\"W\"))","v":""},"","","",{"$f":"IF(OR(I35=\"\",L35=\"\"),\"\",ROUND(VLOOKUP(I35,直管換算!$B$4:$Q$26,2,FALSE)*L35,2))","v":""},{"$f":"IF(OR(I35=\"\",M35=\"\"),\"\",ROUND(VLOOKUP(I35,直管換算!$B$4:$Q$26,3,FALSE)*M35,2))","v":""},{"$f":"IF(OR(I35=\"\",N35=\"\"),\"\",ROUND(VLOOKUP(I35,直管換算!$B$4:$Q$26,4,FALSE)*N35,2))","v":""},{"$f":"IF(OR(I35=\"\",O35=\"\"),\"\",ROUND(VLOOKUP(I35,直管換算!$B$4:$Q$26,5,FALSE)*O35,2))","v":""},{"$f":"IF(OR(I35=\"\",P35=\"\"),\"\",ROUND(VLOOKUP(I35,直管換算!$B$4:$Q$26,6,FALSE)*P35,2))","v":""},{"$f":"IF(OR(I35=\"\",Q35=\"\"),\"\",ROUND(VLOOKUP(I35,直管換算!$B$4:$Q$26,7,FALSE)*Q35,2))","v":""},{"$f":"IF(OR(I35=\"\",R35=\"\"),\"\",ROUND(VLOOKUP(I35,直管換算!$B$4:$Q$26,8,FALSE)*R35,2))","v":""},{"$f":"IF(OR(I35=\"\",S35=\"\"),\"\",ROUND(VLOOKUP(I35,直管換算!$B$4:$Q$26,9,FALSE)*S35,2))","v":""},{"$f":"IF(OR(I35=\"\",T35=\"\"),\"\",ROUND(VLOOKUP(I35,直管換算!$B$4:$Q$26,10,FALSE)*T35,2))","v":""},{"$f":"IF(OR(I35=\"\",U35=\"\"),\"\",ROUND(VLOOKUP(I35,直管換算!$B$4:$Q$26,11,FALSE)*U35,2))","v":""},{"$f":"IF(OR(I35=\"\",V35=\"\"),\"\",ROUND(VLOOKUP(I35,直管換算!$B$4:$Q$26,12,FALSE)*V35,2))","v":""},{"$f":"IF(OR(I35=\"\",W35=\"\"),\"\",ROUND(VLOOKUP(I35,直管換算!$B$4:$Q$26,13,FALSE)*W35,2))","v":""},{"$f":"IF(OR(I35=\"\",X35=\"\"),\"\",ROUND(VLOOKUP(I35,直管換算!$B$4:$Q$26,14,FALSE)*X35,2))","v":""},{"$f":"IF(OR(I35=\"\",Y35=\"\"),\"\",ROUND(VLOOKUP(I35,直管換算!$B$4:$Q$26,15,FALSE)*Y35,2))","v":""},{"$f":"IF(OR(I35=\"\",Z35=\"\"),\"\",ROUND(VLOOKUP(I35,直管換算!$B$4:$Q$26,16,FALSE)*Z35,2))","v":""},"",null,"空","","",{"$f":"IF(OR(H35=\"\",I35=\"\"),\"\",0.35464*計算公式!$B$14*POWER(AC35/1000,0.63)*POWER(BC35/1000,0.54))","v":""},{"$f":"IF(OR(H35=\"\",I35=\"\"),\"\",10.666*POWER(計算公式!$B$14,-1.85)*POWER(AC35/1000,-4.87)*POWER(H35/1000,1.85)*1000)","v":""}]
[null,"","","","",26,null,null,null,null,null,null,null,null,null,null,null,null,null,null,null,null,null,null,null,null,null,null,{"$f":"IF(I36=\"\",\"\",VLOOKUP(I36,内径設定!$B$4:$C$26,2,FALSE))","v":""},{"$f":"IF(AC36=\"\",\"\",IF(OR(AND(AC36>計算公式!$B$9,計算公式!$D$9=\"超\"),AND(AC36>=計算公式!$B$9,計算公式!$D$9=\"以上\")),\"H\",\"W\"))","v":""},"","","",{"$f":"IF(OR(I36=\"\",L36=\"\"),\"\",ROUND(VLOOKUP(I36,直管換算!$B$4:$Q$26,2,FALSE)*L36,2))","v":""},{"$f":"IF(OR(I36=\"\",M36=\"\"),\"\",ROUND(VLOOKUP(I36,直管換算!$B$4:$Q$26,3,FALSE)*M36,2))","v":""},{"$f":"IF(OR(I36=\"\",N36=\"\"),\"\",ROUND(VLOOKUP(I36,直管換算!$B$4:$Q$26,4,FALSE)*N36,2))","v":""},{"$f":"IF(OR(I36=\"\",O36=\"\"),\"\",ROUND(VLOOKUP(I36,直管換算!$B$4:$Q$26,5,FALSE)*O36,2))","v":""},{"$f":"IF(OR(I36=\"\",P36=\"\"),\"\",ROUND(VLOOKUP(I36,直管換算!$B$4:$Q$26,6,FALSE)*P36,2))","v":""},{"$f":"IF(OR(I36=\"\",Q36=\"\"),\"\",ROUND(VLOOKUP(I36,直管換算!$B$4:$Q$26,7,FALSE)*Q36,2))","v":""},{"$f":"IF(OR(I36=\"\",R36=\"\"),\"\",ROUND(VLOOKUP(I36,直管換算!$B$4:$Q$26,8,FALSE)*R36,2))","v":""},{"$f":"IF(OR(I36=\"\",S36=\"\"),\"\",ROUND(VLOOKUP(I36,直管換算!$B$4:$Q$26,9,FALSE)*S36,2))","v":""},{"$f":"IF(OR(I36=\"\",T36=\"\"),\"\",ROUND(VLOOKUP(I36,直管換算!$B$4:$Q$26,10,FALSE)*T36,2))","v":""},{"$f":"IF(OR(I36=\"\",U36=\"\"),\"\",ROUND(VLOOKUP(I36,直管換算!$B$4:$Q$26,11,FALSE)*U36,2))","v":""},{"$f":"IF(OR(I36=\"\",V36=\"\"),\"\",ROUND(VLOOKUP(I36,直管換算!$B$4:$Q$26,12,FALSE)*V36,2))","v":""},{"$f":"IF(OR(I36=\"\",W36=\"\"),\"\",ROUND(VLOOKUP(I36,直管換算!$B$4:$Q$26,13,FALSE)*W36,2))","v":""},{"$f":"IF(OR(I36=\"\",X36=\"\"),\"\",ROUND(VLOOKUP(I36,直管換算!$B$4:$Q$26,14,FALSE)*X36,2))","v":""},{"$f":"IF(OR(I36=\"\",Y36=\"\"),\"\",ROUND(VLOOKUP(I36,直管換算!$B$4:$Q$26,15,FALSE)*Y36,2))","v":""},{"$f":"IF(OR(I36=\"\",Z36=\"\"),\"\",ROUND(VLOOKUP(I36,直管換算!$B$4:$Q$26,16,FALSE)*Z36,2))","v":""},"",null,"空","","",{"$f":"IF(OR(H36=\"\",I36=\"\"),\"\",0.35464*計算公式!$B$14*POWER(AC36/1000,0.63)*POWER(BC36/1000,0.54))","v":""},{"$f":"IF(OR(H36=\"\",I36=\"\"),\"\",10.666*POWER(計算公式!$B$14,-1.85)*POWER(AC36/1000,-4.87)*POWER(H36/1000,1.85)*1000)","v":""}]
[null,"","","","",27,null,null,null,null,null,null,null,null,null,null,null,null,null,null,null,null,null,null,null,null,null,null,{"$f":"IF(I37=\"\",\"\",VLOOKUP(I37,内径設定!$B$4:$C$26,2,FALSE))","v":""},{"$f":"IF(AC37=\"\",\"\",IF(OR(AND(AC37>計算公式!$B$9,計算公式!$D$9=\"超\"),AND(AC37>=計算公式!$B$9,計算公式!$D$9=\"以上\")),\"H\",\"W\"))","v":""},"","","",{"$f":"IF(OR(I37=\"\",L37=\"\"),\"\",ROUND(VLOOKUP(I37,直管換算!$B$4:$Q$26,2,FALSE)*L37,2))","v":""},{"$f":"IF(OR(I37=\"\",M37=\"\"),\"\",ROUND(VLOOKUP(I37,直管換算!$B$4:$Q$26,3,FALSE)*M37,2))","v":""},{"$f":"IF(OR(I37=\"\",N37=\"\"),\"\",ROUND(VLOOKUP(I37,直管換算!$B$4:$Q$26,4,FALSE)*N37,2))","v":""},{"$f":"IF(OR(I37=\"\",O37=\"\"),\"\",ROUND(VLOOKUP(I37,直管換算!$B$4:$Q$26,5,FALSE)*O37,2))","v":""},{"$f":"IF(OR(I37=\"\",P37=\"\"),\"\",ROUND(VLOOKUP(I37,直管換算!$B$4:$Q$26,6,FALSE)*P37,2))","v":""},{"$f":"IF(OR(I37=\"\",Q37=\"\"),\"\",ROUND(VLOOKUP(I37,直管換算!$B$4:$Q$26,7,FALSE)*Q37,2))","v":""},{"$f":"IF(OR(I37=\"\",R37=\"\"),\"\",ROUND(VLOOKUP(I37,直管換算!$B$4:$Q$26,8,FALSE)*R37,2))","v":""},{"$f":"IF(OR(I37=\"\",S37=\"\"),\"\",ROUND(VLOOKUP(I37,直管換算!$B$4:$Q$26,9,FALSE)*S37,2))","v":""},{"$f":"IF(OR(I37=\"\",T37=\"\"),\"\",ROUND(VLOOKUP(I37,直管換算!$B$4:$Q$26,10,FALSE)*T37,2))","v":""},{"$f":"IF(OR(I37=\"\",U37=\"\"),\"\",ROUND(VLOOKUP(I37,直管換算!$B$4:$Q$26,11,FALSE)*U37,2))","v":""},{"$f":"IF(OR(I37=\"\",V37=\"\"),\"\",ROUND(VLOOKUP(I37,直管換算!$B$4:$Q$26,12,FALSE)*V37,2))","v":""},{"$f":"IF(OR(I37=\"\",W37=\"\"),\"\",ROUND(VLOOKUP(I37,直管換算!$B$4:$Q$26,13,FALSE)*W37,2))","v":""},{"$f":"IF(OR(I37=\"\",X37=\"\"),\"\",ROUND(VLOOKUP(I37,直管換算!$B$4:$Q$26,14,FALSE)*X37,2))","v":""},{"$f":"IF(OR(I37=\"\",Y37=\"\"),\"\",ROUND(VLOOKUP(I37,直管換算!$B$4:$Q$26,15,FALSE)*Y37,2))","v":""},{"$f":"IF(OR(I37=\"\",Z37=\"\"),\"\",ROUND(VLOOKUP(I37,直管換算!$B$4:$Q$26,16,FALSE)*Z37,2))","v":""},"",null,"空","","",{"$f":"IF(OR(H37=\"\",I37=\"\"),\"\",0.35464*計算公式!$B$14*POWER(AC37/1000,0.63)*POWER(BC37/1000,0.54))","v":""},{"$f":"IF(OR(H37=\"\",I37=\"\"),\"\",10.666*POWER(計算公式!$B$14,-1.85)*POWER(AC37/1000,-4.87)*POWER(H37/1000,1.85)*1000)","v":""}]
[null,"","","","",28,null,null,null,null,null,null,null,null,null,null,null,null,null,null,null,null,null,null,null,null,null,null,{"$f":"IF(I38=\"\",\"\",VLOOKUP(I38,内径設定!$B$4:$C$26,2,FALSE))","v":""},{"$f":"IF(AC38=\"\",\"\",IF(OR(AND(AC38>計算公式!$B$9,計算公式!$D$9=\"超\"),AND(AC38>=計算公式!$B$9,計算公式!$D$9=\"以上\")),\"H\",\"W\"))","v":""},"","","",{"$f":"IF(OR(I38=\"\",L38=\"\"),\"\",ROUND(VLOOKUP(I38,直管換算!$B$4:$Q$26,2,FALSE)*L38,2))","v":""},{"$f":"IF(OR(I38=\"\",M38=\"\"),\"\",ROUND(VLOOKUP(I38,直管換算!$B$4:$Q$26,3,FALSE)*M38,2))","v":""},{"$f":"IF(OR(I38=\"\",N38=\"\"),\"\",ROUND(VLOOKUP(I38,直管換算!$B$4:$Q$26,4,FALSE)*N38,2))","v":""},{"$f":"IF(OR(I38=\"\",O38=\"\"),\"\",ROUND(VLOOKUP(I38,直管換算!$B$4:$Q$26,5,FALSE)*O38,2))","v":""},{"$f":"IF(OR(I38=\"\",P38=\"\"),\"\",ROUND(VLOOKUP(I38,直管換算!$B$4:$Q$26,6,FALSE)*P38,2))","v":""},{"$f":"IF(OR(I38=\"\",Q38=\"\"),\"\",ROUND(VLOOKUP(I38,直管換算!$B$4:$Q$26,7,FALSE)*Q38,2))","v":""},{"$f":"IF(OR(I38=\"\",R38=\"\"),\"\",ROUND(VLOOKUP(I38,直管換算!$B$4:$Q$26,8,FALSE)*R38,2))","v":""},{"$f":"IF(OR(I38=\"\",S38=\"\"),\"\",ROUND(VLOOKUP(I38,直管換算!$B$4:$Q$26,9,FALSE)*S38,2))","v":""},{"$f":"IF(OR(I38=\"\",T38=\"\"),\"\",ROUND(VLOOKUP(I38,直管換算!$B$4:$Q$26,10,FALSE)*T38,2))","v":""},{"$f":"IF(OR(I38=\"\",U38=\"\"),\"\",ROUND(VLOOKUP(I38,直管換算!$B$4:$Q$26,11,FALSE)*U38,2))","v":""},{"$f":"IF(OR(I38=\"\",V38=\"\"),\"\",ROUND(VLOOKUP(I38,直管換算!$B$4:$Q$26,12,FALSE)*V38,2))","v":""},{"$f":"IF(OR(I38=\"\",W38=\"\"),\"\",ROUND(VLOOKUP(I38,直管換算!$B$4:$Q$26,13,FALSE)*W38,2))","v":""},{"$f":"IF(OR(I38=\"\",X38=\"\"),\"\",ROUND(VLOOKUP(I38,直管換算!$B$4:$Q$26,14,FALSE)*X38,2))","v":""},{"$f":"IF(OR(I38=\"\",Y38=\"\"),\"\",ROUND(VLOOKUP(I38,直管換算!$B$4:$Q$26,15,FALSE)*Y38,2))","v":""},{"$f":"IF(OR(I38=\"\",Z38=\"\"),\"\",ROUND(VLOOKUP(I38,直管換算!$B$4:$Q$26,16,FALSE)*Z38,2))","v":""},"",null,"空","","",{"$f":"IF(OR(H38=\"\",I38=\"\"),\"\",0.35464*計算公式!$B$14*POWER(AC38/1000,0.63)*POWER(BC38/1000,0.54))","v":""},{"$f":"IF(OR(H38=\"\",I38=\"\"),\"\",10.666*POWER(計算公式!$B$14,-1.85)*POWER(AC38/1000,-4.87)*POWER(H38/1000,1.85)*1000)","v":""}]
[null,"","","","",29,null,null,null,null,null,null,null,null,null,null,null,null,null,null,null,null,null,null,null,null,null,null,{"$f":"IF(I39=\"\",\"\",VLOOKUP(I39,内径設定!$B$4:$C$26,2,FALSE))","v":""},{"$f":"IF(AC39=\"\",\"\",IF(OR(AND(AC39>計算公式!$B$9,計算公式!$D$9=\"超\"),AND(AC39>=計算公式!$B$9,計算公式!$D$9=\"以上\")),\"H\",\"W\"))","v":""},"","","",{"$f":"IF(OR(I39=\"\",L39=\"\"),\"\",ROUND(VLOOKUP(I39,直管換算!$B$4:$Q$26,2,FALSE)*L39,2))","v":""},{"$f":"IF(OR(I39=\"\",M39=\"\"),\"\",ROUND(VLOOKUP(I39,直管換算!$B$4:$Q$26,3,FALSE)*M39,2))","v":""},{"$f":"IF(OR(I39=\"\",N39=\"\"),\"\",ROUND(VLOOKUP(I39,直管換算!$B$4:$Q$26,4,FALSE)*N39,2))","v":""},{"$f":"IF(OR(I39=\"\",O39=\"\"),\"\",ROUND(VLOOKUP(I39,直管換算!$B$4:$Q$26,5,FALSE)*O39,2))","v":""},{"$f":"IF(OR(I39=\"\",P39=\"\"),\"\",ROUND(VLOOKUP(I39,直管換算!$B$4:$Q$26,6,FALSE)*P39,2))","v":""},{"$f":"IF(OR(I39=\"\",Q39=\"\"),\"\",ROUND(VLOOKUP(I39,直管換算!$B$4:$Q$26,7,FALSE)*Q39,2))","v":""},{"$f":"IF(OR(I39=\"\",R39=\"\"),\"\",ROUND(VLOOKUP(I39,直管換算!$B$4:$Q$26,8,FALSE)*R39,2))","v":""},{"$f":"IF(OR(I39=\"\",S39=\"\"),\"\",ROUND(VLOOKUP(I39,直管換算!$B$4:$Q$26,9,FALSE)*S39,2))","v":""},{"$f":"IF(OR(I39=\"\",T39=\"\"),\"\",ROUND(VLOOKUP(I39,直管換算!$B$4:$Q$26,10,FALSE)*T39,2))","v":""},{"$f":"IF(OR(I39=\"\",U39=\"\"),\"\",ROUND(VLOOKUP(I39,直管換算!$B$4:$Q$26,11,FALSE)*U39,2))","v":""},{"$f":"IF(OR(I39=\"\",V39=\"\"),\"\",ROUND(VLOOKUP(I39,直管換算!$B$4:$Q$26,12,FALSE)*V39,2))","v":""},{"$f":"IF(OR(I39=\"\",W39=\"\"),\"\",ROUND(VLOOKUP(I39,直管換算!$B$4:$Q$26,13,FALSE)*W39,2))","v":""},{"$f":"IF(OR(I39=\"\",X39=\"\"),\"\",ROUND(VLOOKUP(I39,直管換算!$B$4:$Q$26,14,FALSE)*X39,2))","v":""},{"$f":"IF(OR(I39=\"\",Y39=\"\"),\"\",ROUND(VLOOKUP(I39,直管換算!$B$4:$Q$26,15,FALSE)*Y39,2))","v":""},{"$f":"IF(OR(I39=\"\",Z39=\"\"),\"\",ROUND(VLOOKUP(I39,直管換算!$B$4:$Q$26,16,FALSE)*Z39,2))","v":""},"",null,"空","","",{"$f":"IF(OR(H39=\"\",I39=\"\"),\"\",0.35464*計算公式!$B$14*POWER(AC39/1000,0.63)*POWER(BC39/1000,0.54))","v":""},{"$f":"IF(OR(H39=\"\",I39=\"\"),\"\",10.666*POWER(計算公式!$B$14,-1.85)*POWER(AC39/1000,-4.87)*POWER(H39/1000,1.85)*1000)","v":""}]
[null,"","","","",30,null,null,null,null,null,null,null,null,null,null,null,null,null,null,null,null,null,null,null,null,null,null,{"$f":"IF(I40=\"\",\"\",VLOOKUP(I40,内径設定!$B$4:$C$26,2,FALSE))","v":""},{"$f":"IF(AC40=\"\",\"\",IF(OR(AND(AC40>計算公式!$B$9,計算公式!$D$9=\"超\"),AND(AC40>=計算公式!$B$9,計算公式!$D$9=\"以上\")),\"H\",\"W\"))","v":""},"","","",{"$f":"IF(OR(I40=\"\",L40=\"\"),\"\",ROUND(VLOOKUP(I40,直管換算!$B$4:$Q$26,2,FALSE)*L40,2))","v":""},{"$f":"IF(OR(I40=\"\",M40=\"\"),\"\",ROUND(VLOOKUP(I40,直管換算!$B$4:$Q$26,3,FALSE)*M40,2))","v":""},{"$f":"IF(OR(I40=\"\",N40=\"\"),\"\",ROUND(VLOOKUP(I40,直管換算!$B$4:$Q$26,4,FALSE)*N40,2))","v":""},{"$f":"IF(OR(I40=\"\",O40=\"\"),\"\",ROUND(VLOOKUP(I40,直管換算!$B$4:$Q$26,5,FALSE)*O40,2))","v":""},{"$f":"IF(OR(I40=\"\",P40=\"\"),\"\",ROUND(VLOOKUP(I40,直管換算!$B$4:$Q$26,6,FALSE)*P40,2))","v":""},{"$f":"IF(OR(I40=\"\",Q40=\"\"),\"\",ROUND(VLOOKUP(I40,直管換算!$B$4:$Q$26,7,FALSE)*Q40,2))","v":""},{"$f":"IF(OR(I40=\"\",R40=\"\"),\"\",ROUND(VLOOKUP(I40,直管換算!$B$4:$Q$26,8,FALSE)*R40,2))","v":""},{"$f":"IF(OR(I40=\"\",S40=\"\"),\"\",ROUND(VLOOKUP(I40,直管換算!$B$4:$Q$26,9,FALSE)*S40,2))","v":""},{"$f":"IF(OR(I40=\"\",T40=\"\"),\"\",ROUND(VLOOKUP(I40,直管換算!$B$4:$Q$26,10,FALSE)*T40,2))","v":""},{"$f":"IF(OR(I40=\"\",U40=\"\"),\"\",ROUND(VLOOKUP(I40,直管換算!$B$4:$Q$26,11,FALSE)*U40,2))","v":""},{"$f":"IF(OR(I40=\"\",V40=\"\"),\"\",ROUND(VLOOKUP(I40,直管換算!$B$4:$Q$26,12,FALSE)*V40,2))","v":""},{"$f":"IF(OR(I40=\"\",W40=\"\"),\"\",ROUND(VLOOKUP(I40,直管換算!$B$4:$Q$26,13,FALSE)*W40,2))","v":""},{"$f":"IF(OR(I40=\"\",X40=\"\"),\"\",ROUND(VLOOKUP(I40,直管換算!$B$4:$Q$26,14,FALSE)*X40,2))","v":""},{"$f":"IF(OR(I40=\"\",Y40=\"\"),\"\",ROUND(VLOOKUP(I40,直管換算!$B$4:$Q$26,15,FALSE)*Y40,2))","v":""},{"$f":"IF(OR(I40=\"\",Z40=\"\"),\"\",ROUND(VLOOKUP(I40,直管換算!$B$4:$Q$26,16,FALSE)*Z40,2))","v":""},"",null,"空","","",{"$f":"IF(OR(H40=\"\",I40=\"\"),\"\",0.35464*計算公式!$B$14*POWER(AC40/1000,0.63)*POWER(BC40/1000,0.54))","v":""},{"$f":"IF(OR(H40=\"\",I40=\"\"),\"\",10.666*POWER(計算公式!$B$14,-1.85)*POWER(AC40/1000,-4.87)*POWER(H40/1000,1.85)*1000)","v":""}]
[null,"","","","",31,null,null,null,null,null,null,null,null,null,null,null,null,null,null,null,null,null,null,null,null,null,null,{"$f":"IF(I41=\"\",\"\",VLOOKUP(I41,内径設定!$B$4:$C$26,2,FALSE))","v":""},{"$f":"IF(AC41=\"\",\"\",IF(OR(AND(AC41>計算公式!$B$9,計算公式!$D$9=\"超\"),AND(AC41>=計算公式!$B$9,計算公式!$D$9=\"以上\")),\"H\",\"W\"))","v":""},"","","",{"$f":"IF(OR(I41=\"\",L41=\"\"),\"\",ROUND(VLOOKUP(I41,直管換算!$B$4:$Q$26,2,FALSE)*L41,2))","v":""},{"$f":"IF(OR(I41=\"\",M41=\"\"),\"\",ROUND(VLOOKUP(I41,直管換算!$B$4:$Q$26,3,FALSE)*M41,2))","v":""},{"$f":"IF(OR(I41=\"\",N41=\"\"),\"\",ROUND(VLOOKUP(I41,直管換算!$B$4:$Q$26,4,FALSE)*N41,2))","v":""},{"$f":"IF(OR(I41=\"\",O41=\"\"),\"\",ROUND(VLOOKUP(I41,直管換算!$B$4:$Q$26,5,FALSE)*O41,2))","v":""},{"$f":"IF(OR(I41=\"\",P41=\"\"),\"\",ROUND(VLOOKUP(I41,直管換算!$B$4:$Q$26,6,FALSE)*P41,2))","v":""},{"$f":"IF(OR(I41=\"\",Q41=\"\"),\"\",ROUND(VLOOKUP(I41,直管換算!$B$4:$Q$26,7,FALSE)*Q41,2))","v":""},{"$f":"IF(OR(I41=\"\",R41=\"\"),\"\",ROUND(VLOOKUP(I41,直管換算!$B$4:$Q$26,8,FALSE)*R41,2))","v":""},{"$f":"IF(OR(I41=\"\",S41=\"\"),\"\",ROUND(VLOOKUP(I41,直管換算!$B$4:$Q$26,9,FALSE)*S41,2))","v":""},{"$f":"IF(OR(I41=\"\",T41=\"\"),\"\",ROUND(VLOOKUP(I41,直管換算!$B$4:$Q$26,10,FALSE)*T41,2))","v":""},{"$f":"IF(OR(I41=\"\",U41=\"\"),\"\",ROUND(VLOOKUP(I41,直管換算!$B$4:$Q$26,11,FALSE)*U41,2))","v":""},{"$f":"IF(OR(I41=\"\",V41=\"\"),\"\",ROUND(VLOOKUP(I41,直管換算!$B$4:$Q$26,12,FALSE)*V41,2))","v":""},{"$f":"IF(OR(I41=\"\",W41=\"\"),\"\",ROUND(VLOOKUP(I41,直管換算!$B$4:$Q$26,13,FALSE)*W41,2))","v":""},{"$f":"IF(OR(I41=\"\",X41=\"\"),\"\",ROUND(VLOOKUP(I41,直管換算!$B$4:$Q$26,14,FALSE)*X41,2))","v":""},{"$f":"IF(OR(I41=\"\",Y41=\"\"),\"\",ROUND(VLOOKUP(I41,直管換算!$B$4:$Q$26,15,FALSE)*Y41,2))","v":""},{"$f":"IF(OR(I41=\"\",Z41=\"\"),\"\",ROUND(VLOOKUP(I41,直管換算!$B$4:$Q$26,16,FALSE)*Z41,2))","v":""},"",null,"空","","",{"$f":"IF(OR(H41=\"\",I41=\"\"),\"\",0.35464*計算公式!$B$14*POWER(AC41/1000,0.63)*POWER(BC41/1000,0.54))","v":""},{"$f":"IF(OR(H41=\"\",I41=\"\"),\"\",10.666*POWER(計算公式!$B$14,-1.85)*POWER(AC41/1000,-4.87)*POWER(H41/1000,1.85)*1000)","v":""}]
[null,"","","","",32,null,null,null,null,null,null,null,null,null,null,null,null,null,null,null,null,null,null,null,null,null,null,{"$f":"IF(I42=\"\",\"\",VLOOKUP(I42,内径設定!$B$4:$C$26,2,FALSE))","v":""},{"$f":"IF(AC42=\"\",\"\",IF(OR(AND(AC42>計算公式!$B$9,計算公式!$D$9=\"超\"),AND(AC42>=計算公式!$B$9,計算公式!$D$9=\"以上\")),\"H\",\"W\"))","v":""},"","","",{"$f":"IF(OR(I42=\"\",L42=\"\"),\"\",ROUND(VLOOKUP(I42,直管換算!$B$4:$Q$26,2,FALSE)*L42,2))","v":""},{"$f":"IF(OR(I42=\"\",M42=\"\"),\"\",ROUND(VLOOKUP(I42,直管換算!$B$4:$Q$26,3,FALSE)*M42,2))","v":""},{"$f":"IF(OR(I42=\"\",N42=\"\"),\"\",ROUND(VLOOKUP(I42,直管換算!$B$4:$Q$26,4,FALSE)*N42,2))","v":""},{"$f":"IF(OR(I42=\"\",O42=\"\"),\"\",ROUND(VLOOKUP(I42,直管換算!$B$4:$Q$26,5,FALSE)*O42,2))","v":""},{"$f":"IF(OR(I42=\"\",P42=\"\"),\"\",ROUND(VLOOKUP(I42,直管換算!$B$4:$Q$26,6,FALSE)*P42,2))","v":""},{"$f":"IF(OR(I42=\"\",Q42=\"\"),\"\",ROUND(VLOOKUP(I42,直管換算!$B$4:$Q$26,7,FALSE)*Q42,2))","v":""},{"$f":"IF(OR(I42=\"\",R42=\"\"),\"\",ROUND(VLOOKUP(I42,直管換算!$B$4:$Q$26,8,FALSE)*R42,2))","v":""},{"$f":"IF(OR(I42=\"\",S42=\"\"),\"\",ROUND(VLOOKUP(I42,直管換算!$B$4:$Q$26,9,FALSE)*S42,2))","v":""},{"$f":"IF(OR(I42=\"\",T42=\"\"),\"\",ROUND(VLOOKUP(I42,直管換算!$B$4:$Q$26,10,FALSE)*T42,2))","v":""},{"$f":"IF(OR(I42=\"\",U42=\"\"),\"\",ROUND(VLOOKUP(I42,直管換算!$B$4:$Q$26,11,FALSE)*U42,2))","v":""},{"$f":"IF(OR(I42=\"\",V42=\"\"),\"\",ROUND(VLOOKUP(I42,直管換算!$B$4:$Q$26,12,FALSE)*V42,2))","v":""},{"$f":"IF(OR(I42=\"\",W42=\"\"),\"\",ROUND(VLOOKUP(I42,直管換算!$B$4:$Q$26,13,FALSE)*W42,2))","v":""},{"$f":"IF(OR(I42=\"\",X42=\"\"),\"\",ROUND(VLOOKUP(I42,直管換算!$B$4:$Q$26,14,FALSE)*X42,2))","v":""},{"$f":"IF(OR(I42=\"\",Y42=\"\"),\"\",ROUND(VLOOKUP(I42,直管換算!$B$4:$Q$26,15,FALSE)*Y42,2))","v":""},{"$f":"IF(OR(I42=\"\",Z42=\"\"),\"\",ROUND(VLOOKUP(I42,直管換算!$B$4:$Q$26,16,FALSE)*Z42,2))","v":""},"",null,"空","","",{"$f":"IF(OR(H42=\"\",I42=\"\"),\"\",0.35464*計算公式!$B$14*POWER(AC42/1000,0.63)*POWER(BC42/1000,0.54))","v":""},{"$f":"IF(OR(H42=\"\",I42=\"\"),\"\",10.666*POWER(計算公式!$B$14,-1.85)*POWER(AC42/1000,-4.87)*POWER(H42/1000,1.85)*1000)","v":""}]
[null,"","","","",33,null,null,null,null,null,null,null,null,null,null,null,null,null,null,null,null,null,null,null,null,null,null,{"$f":"IF(I43=\"\",\"\",VLOOKUP(I43,内径設定!$B$4:$C$26,2,FALSE))","v":""},{"$f":"IF(AC43=\"\",\"\",IF(OR(AND(AC43>計算公式!$B$9,計算公式!$D$9=\"超\"),AND(AC43>=計算公式!$B$9,計算公式!$D$9=\"以上\")),\"H\",\"W\"))","v":""},"","","",{"$f":"IF(OR(I43=\"\",L43=\"\"),\"\",ROUND(VLOOKUP(I43,直管換算!$B$4:$Q$26,2,FALSE)*L43,2))","v":""},{"$f":"IF(OR(I43=\"\",M43=\"\"),\"\",ROUND(VLOOKUP(I43,直管換算!$B$4:$Q$26,3,FALSE)*M43,2))","v":""},{"$f":"IF(OR(I43=\"\",N43=\"\"),\"\",ROUND(VLOOKUP(I43,直管換算!$B$4:$Q$26,4,FALSE)*N43,2))","v":""},{"$f":"IF(OR(I43=\"\",O43=\"\"),\"\",ROUND(VLOOKUP(I43,直管換算!$B$4:$Q$26,5,FALSE)*O43,2))","v":""},{"$f":"IF(OR(I43=\"\",P43=\"\"),\"\",ROUND(VLOOKUP(I43,直管換算!$B$4:$Q$26,6,FALSE)*P43,2))","v":""},{"$f":"IF(OR(I43=\"\",Q43=\"\"),\"\",ROUND(VLOOKUP(I43,直管換算!$B$4:$Q$26,7,FALSE)*Q43,2))","v":""},{"$f":"IF(OR(I43=\"\",R43=\"\"),\"\",ROUND(VLOOKUP(I43,直管換算!$B$4:$Q$26,8,FALSE)*R43,2))","v":""},{"$f":"IF(OR(I43=\"\",S43=\"\"),\"\",ROUND(VLOOKUP(I43,直管換算!$B$4:$Q$26,9,FALSE)*S43,2))","v":""},{"$f":"IF(OR(I43=\"\",T43=\"\"),\"\",ROUND(VLOOKUP(I43,直管換算!$B$4:$Q$26,10,FALSE)*T43,2))","v":""},{"$f":"IF(OR(I43=\"\",U43=\"\"),\"\",ROUND(VLOOKUP(I43,直管換算!$B$4:$Q$26,11,FALSE)*U43,2))","v":""},{"$f":"IF(OR(I43=\"\",V43=\"\"),\"\",ROUND(VLOOKUP(I43,直管換算!$B$4:$Q$26,12,FALSE)*V43,2))","v":""},{"$f":"IF(OR(I43=\"\",W43=\"\"),\"\",ROUND(VLOOKUP(I43,直管換算!$B$4:$Q$26,13,FALSE)*W43,2))","v":""},{"$f":"IF(OR(I43=\"\",X43=\"\"),\"\",ROUND(VLOOKUP(I43,直管換算!$B$4:$Q$26,14,FALSE)*X43,2))","v":""},{"$f":"IF(OR(I43=\"\",Y43=\"\"),\"\",ROUND(VLOOKUP(I43,直管換算!$B$4:$Q$26,15,FALSE)*Y43,2))","v":""},{"$f":"IF(OR(I43=\"\",Z43=\"\"),\"\",ROUND(VLOOKUP(I43,直管換算!$B$4:$Q$26,16,FALSE)*Z43,2))","v":""},"",null,"空","","",{"$f":"IF(OR(H43=\"\",I43=\"\"),\"\",0.35464*計算公式!$B$14*POWER(AC43/1000,0.63)*POWER(BC43/1000,0.54))","v":""},{"$f":"IF(OR(H43=\"\",I43=\"\"),\"\",10.666*POWER(計算公式!$B$14,-1.85)*POWER(AC43/1000,-4.87)*POWER(H43/1000,1.85)*1000)","v":""}]
[null,"","","","",34,null,null,null,null,null,null,null,null,null,null,null,null,null,null,null,null,null,null,null,null,null,null,{"$f":"IF(I44=\"\",\"\",VLOOKUP(I44,内径設定!$B$4:$C$26,2,FALSE))","v":""},{"$f":"IF(AC44=\"\",\"\",IF(OR(AND(AC44>計算公式!$B$9,計算公式!$D$9=\"超\"),AND(AC44>=計算公式!$B$9,計算公式!$D$9=\"以上\")),\"H\",\"W\"))","v":""},"","","",{"$f":"IF(OR(I44=\"\",L44=\"\"),\"\",ROUND(VLOOKUP(I44,直管換算!$B$4:$Q$26,2,FALSE)*L44,2))","v":""},{"$f":"IF(OR(I44=\"\",M44=\"\"),\"\",ROUND(VLOOKUP(I44,直管換算!$B$4:$Q$26,3,FALSE)*M44,2))","v":""},{"$f":"IF(OR(I44=\"\",N44=\"\"),\"\",ROUND(VLOOKUP(I44,直管換算!$B$4:$Q$26,4,FALSE)*N44,2))","v":""},{"$f":"IF(OR(I44=\"\",O44=\"\"),\"\",ROUND(VLOOKUP(I44,直管換算!$B$4:$Q$26,5,FALSE)*O44,2))","v":""},{"$f":"IF(OR(I44=\"\",P44=\"\"),\"\",ROUND(VLOOKUP(I44,直管換算!$B$4:$Q$26,6,FALSE)*P44,2))","v":""},{"$f":"IF(OR(I44=\"\",Q44=\"\"),\"\",ROUND(VLOOKUP(I44,直管換算!$B$4:$Q$26,7,FALSE)*Q44,2))","v":""},{"$f":"IF(OR(I44=\"\",R44=\"\"),\"\",ROUND(VLOOKUP(I44,直管換算!$B$4:$Q$26,8,FALSE)*R44,2))","v":""},{"$f":"IF(OR(I44=\"\",S44=\"\"),\"\",ROUND(VLOOKUP(I44,直管換算!$B$4:$Q$26,9,FALSE)*S44,2))","v":""},{"$f":"IF(OR(I44=\"\",T44=\"\"),\"\",ROUND(VLOOKUP(I44,直管換算!$B$4:$Q$26,10,FALSE)*T44,2))","v":""},{"$f":"IF(OR(I44=\"\",U44=\"\"),\"\",ROUND(VLOOKUP(I44,直管換算!$B$4:$Q$26,11,FALSE)*U44,2))","v":""},{"$f":"IF(OR(I44=\"\",V44=\"\"),\"\",ROUND(VLOOKUP(I44,直管換算!$B$4:$Q$26,12,FALSE)*V44,2))","v":""},{"$f":"IF(OR(I44=\"\",W44=\"\"),\"\",ROUND(VLOOKUP(I44,直管換算!$B$4:$Q$26,13,FALSE)*W44,2))","v":""},{"$f":"IF(OR(I44=\"\",X44=\"\"),\"\",ROUND(VLOOKUP(I44,直管換算!$B$4:$Q$26,14,FALSE)*X44,2))","v":""},{"$f":"IF(OR(I44=\"\",Y44=\"\"),\"\",ROUND(VLOOKUP(I44,直管換算!$B$4:$Q$26,15,FALSE)*Y44,2))","v":""},{"$f":"IF(OR(I44=\"\",Z44=\"\"),\"\",ROUND(VLOOKUP(I44,直管換算!$B$4:$Q$26,16,FALSE)*Z44,2))","v":""},"",null,"空","","",{"$f":"IF(OR(H44=\"\",I44=\"\"),\"\",0.35464*計算公式!$B$14*POWER(AC44/1000,0.63)*POWER(BC44/1000,0.54))","v":""},{"$f":"IF(OR(H44=\"\",I44=\"\"),\"\",10.666*POWER(計算公式!$B$14,-1.85)*POWER(AC44/1000,-4.87)*POWER(H44/1000,1.85)*1000)","v":""}]
[null,"","","","",35,null,null,null,null,null,null,null,null,null,null,null,null,null,null,null,null,null,null,null,null,null,null,{"$f":"IF(I45=\"\",\"\",VLOOKUP(I45,内径設定!$B$4:$C$26,2,FALSE))","v":""},{"$f":"IF(AC45=\"\",\"\",IF(OR(AND(AC45>計算公式!$B$9,計算公式!$D$9=\"超\"),AND(AC45>=計算公式!$B$9,計算公式!$D$9=\"以上\")),\"H\",\"W\"))","v":""},"","","",{"$f":"IF(OR(I45=\"\",L45=\"\"),\"\",ROUND(VLOOKUP(I45,直管換算!$B$4:$Q$26,2,FALSE)*L45,2))","v":""},{"$f":"IF(OR(I45=\"\",M45=\"\"),\"\",ROUND(VLOOKUP(I45,直管換算!$B$4:$Q$26,3,FALSE)*M45,2))","v":""},{"$f":"IF(OR(I45=\"\",N45=\"\"),\"\",ROUND(VLOOKUP(I45,直管換算!$B$4:$Q$26,4,FALSE)*N45,2))","v":""},{"$f":"IF(OR(I45=\"\",O45=\"\"),\"\",ROUND(VLOOKUP(I45,直管換算!$B$4:$Q$26,5,FALSE)*O45,2))","v":""},{"$f":"IF(OR(I45=\"\",P45=\"\"),\"\",ROUND(VLOOKUP(I45,直管換算!$B$4:$Q$26,6,FALSE)*P45,2))","v":""},{"$f":"IF(OR(I45=\"\",Q45=\"\"),\"\",ROUND(VLOOKUP(I45,直管換算!$B$4:$Q$26,7,FALSE)*Q45,2))","v":""},{"$f":"IF(OR(I45=\"\",R45=\"\"),\"\",ROUND(VLOOKUP(I45,直管換算!$B$4:$Q$26,8,FALSE)*R45,2))","v":""},{"$f":"IF(OR(I45=\"\",S45=\"\"),\"\",ROUND(VLOOKUP(I45,直管換算!$B$4:$Q$26,9,FALSE)*S45,2))","v":""},{"$f":"IF(OR(I45=\"\",T45=\"\"),\"\",ROUND(VLOOKUP(I45,直管換算!$B$4:$Q$26,10,FALSE)*T45,2))","v":""},{"$f":"IF(OR(I45=\"\",U45=\"\"),\"\",ROUND(VLOOKUP(I45,直管換算!$B$4:$Q$26,11,FALSE)*U45,2))","v":""},{"$f":"IF(OR(I45=\"\",V45=\"\"),\"\",ROUND(VLOOKUP(I45,直管換算!$B$4:$Q$26,12,FALSE)*V45,2))","v":""},{"$f":"IF(OR(I45=\"\",W45=\"\"),\"\",ROUND(VLOOKUP(I45,直管換算!$B$4:$Q$26,13,FALSE)*W45,2))","v":""},{"$f":"IF(OR(I45=\"\",X45=\"\"),\"\",ROUND(VLOOKUP(I45,直管換算!$B$4:$Q$26,14,FALSE)*X45,2))","v":""},{"$f":"IF(OR(I45=\"\",Y45=\"\"),\"\",ROUND(VLOOKUP(I45,直管換算!$B$4:$Q$26,15,FALSE)*Y45,2))","v":""},{"$f":"IF(OR(I45=\"\",Z45=\"\"),\"\",ROUND(VLOOKUP(I45,直管換算!$B$4:$Q$26,16,FALSE)*Z45,2))","v":""},"",null,"空","","",{"$f":"IF(OR(H45=\"\",I45=\"\"),\"\",0.35464*計算公式!$B$14*POWER(AC45/1000,0.63)*POWER(BC45/1000,0.54))","v":""},{"$f":"IF(OR(H45=\"\",I45=\"\"),\"\",10.666*POWER(計算公式!$B$14,-1.85)*POWER(AC45/1000,-4.87)*POWER(H45/1000,1.85)*1000)","v":""}]
[null,"","","","",36,null,null,null,null,null,null,null,null,null,null,null,null,null,null,null,null,null,null,null,null,null,null,{"$f":"IF(I46=\"\",\"\",VLOOKUP(I46,内径設定!$B$4:$C$26,2,FALSE))","v":""},{"$f":"IF(AC46=\"\",\"\",IF(OR(AND(AC46>計算公式!$B$9,計算公式!$D$9=\"超\"),AND(AC46>=計算公式!$B$9,計算公式!$D$9=\"以上\")),\"H\",\"W\"))","v":""},"","","",{"$f":"IF(OR(I46=\"\",L46=\"\"),\"\",ROUND(VLOOKUP(I46,直管換算!$B$4:$Q$26,2,FALSE)*L46,2))","v":""},{"$f":"IF(OR(I46=\"\",M46=\"\"),\"\",ROUND(VLOOKUP(I46,直管換算!$B$4:$Q$26,3,FALSE)*M46,2))","v":""},{"$f":"IF(OR(I46=\"\",N46=\"\"),\"\",ROUND(VLOOKUP(I46,直管換算!$B$4:$Q$26,4,FALSE)*N46,2))","v":""},{"$f":"IF(OR(I46=\"\",O46=\"\"),\"\",ROUND(VLOOKUP(I46,直管換算!$B$4:$Q$26,5,FALSE)*O46,2))","v":""},{"$f":"IF(OR(I46=\"\",P46=\"\"),\"\",ROUND(VLOOKUP(I46,直管換算!$B$4:$Q$26,6,FALSE)*P46,2))","v":""},{"$f":"IF(OR(I46=\"\",Q46=\"\"),\"\",ROUND(VLOOKUP(I46,直管換算!$B$4:$Q$26,7,FALSE)*Q46,2))","v":""},{"$f":"IF(OR(I46=\"\",R46=\"\"),\"\",ROUND(VLOOKUP(I46,直管換算!$B$4:$Q$26,8,FALSE)*R46,2))","v":""},{"$f":"IF(OR(I46=\"\",S46=\"\"),\"\",ROUND(VLOOKUP(I46,直管換算!$B$4:$Q$26,9,FALSE)*S46,2))","v":""},{"$f":"IF(OR(I46=\"\",T46=\"\"),\"\",ROUND(VLOOKUP(I46,直管換算!$B$4:$Q$26,10,FALSE)*T46,2))","v":""},{"$f":"IF(OR(I46=\"\",U46=\"\"),\"\",ROUND(VLOOKUP(I46,直管換算!$B$4:$Q$26,11,FALSE)*U46,2))","v":""},{"$f":"IF(OR(I46=\"\",V46=\"\"),\"\",ROUND(VLOOKUP(I46,直管換算!$B$4:$Q$26,12,FALSE)*V46,2))","v":""},{"$f":"IF(OR(I46=\"\",W46=\"\"),\"\",ROUND(VLOOKUP(I46,直管換算!$B$4:$Q$26,13,FALSE)*W46,2))","v":""},{"$f":"IF(OR(I46=\"\",X46=\"\"),\"\",ROUND(VLOOKUP(I46,直管換算!$B$4:$Q$26,14,FALSE)*X46,2))","v":""},{"$f":"IF(OR(I46=\"\",Y46=\"\"),\"\",ROUND(VLOOKUP(I46,直管換算!$B$4:$Q$26,15,FALSE)*Y46,2))","v":""},{"$f":"IF(OR(I46=\"\",Z46=\"\"),\"\",ROUND(VLOOKUP(I46,直管換算!$B$4:$Q$26,16,FALSE)*Z46,2))","v":""},"",null,"空","","",{"$f":"IF(OR(H46=\"\",I46=\"\"),\"\",0.35464*計算公式!$B$14*POWER(AC46/1000,0.63)*POWER(BC46/1000,0.54))","v":""},{"$f":"IF(OR(H46=\"\",I46=\"\"),\"\",10.666*POWER(計算公式!$B$14,-1.85)*POWER(AC46/1000,-4.87)*POWER(H46/1000,1.85)*1000)","v":""}]
[null,"","","","",37,null,null,null,null,null,null,null,null,null,null,null,null,null,null,null,null,null,null,null,null,null,null,{"$f":"IF(I47=\"\",\"\",VLOOKUP(I47,内径設定!$B$4:$C$26,2,FALSE))","v":""},{"$f":"IF(AC47=\"\",\"\",IF(OR(AND(AC47>計算公式!$B$9,計算公式!$D$9=\"超\"),AND(AC47>=計算公式!$B$9,計算公式!$D$9=\"以上\")),\"H\",\"W\"))","v":""},"","","",{"$f":"IF(OR(I47=\"\",L47=\"\"),\"\",ROUND(VLOOKUP(I47,直管換算!$B$4:$Q$26,2,FALSE)*L47,2))","v":""},{"$f":"IF(OR(I47=\"\",M47=\"\"),\"\",ROUND(VLOOKUP(I47,直管換算!$B$4:$Q$26,3,FALSE)*M47,2))","v":""},{"$f":"IF(OR(I47=\"\",N47=\"\"),\"\",ROUND(VLOOKUP(I47,直管換算!$B$4:$Q$26,4,FALSE)*N47,2))","v":""},{"$f":"IF(OR(I47=\"\",O47=\"\"),\"\",ROUND(VLOOKUP(I47,直管換算!$B$4:$Q$26,5,FALSE)*O47,2))","v":""},{"$f":"IF(OR(I47=\"\",P47=\"\"),\"\",ROUND(VLOOKUP(I47,直管換算!$B$4:$Q$26,6,FALSE)*P47,2))","v":""},{"$f":"IF(OR(I47=\"\",Q47=\"\"),\"\",ROUND(VLOOKUP(I47,直管換算!$B$4:$Q$26,7,FALSE)*Q47,2))","v":""},{"$f":"IF(OR(I47=\"\",R47=\"\"),\"\",ROUND(VLOOKUP(I47,直管換算!$B$4:$Q$26,8,FALSE)*R47,2))","v":""},{"$f":"IF(OR(I47=\"\",S47=\"\"),\"\",ROUND(VLOOKUP(I47,直管換算!$B$4:$Q$26,9,FALSE)*S47,2))","v":""},{"$f":"IF(OR(I47=\"\",T47=\"\"),\"\",ROUND(VLOOKUP(I47,直管換算!$B$4:$Q$26,10,FALSE)*T47,2))","v":""},{"$f":"IF(OR(I47=\"\",U47=\"\"),\"\",ROUND(VLOOKUP(I47,直管換算!$B$4:$Q$26,11,FALSE)*U47,2))","v":""},{"$f":"IF(OR(I47=\"\",V47=\"\"),\"\",ROUND(VLOOKUP(I47,直管換算!$B$4:$Q$26,12,FALSE)*V47,2))","v":""},{"$f":"IF(OR(I47=\"\",W47=\"\"),\"\",ROUND(VLOOKUP(I47,直管換算!$B$4:$Q$26,13,FALSE)*W47,2))","v":""},{"$f":"IF(OR(I47=\"\",X47=\"\"),\"\",ROUND(VLOOKUP(I47,直管換算!$B$4:$Q$26,14,FALSE)*X47,2))","v":""},{"$f":"IF(OR(I47=\"\",Y47=\"\"),\"\",ROUND(VLOOKUP(I47,直管換算!$B$4:$Q$26,15,FALSE)*Y47,2))","v":""},{"$f":"IF(OR(I47=\"\",Z47=\"\"),\"\",ROUND(VLOOKUP(I47,直管換算!$B$4:$Q$26,16,FALSE)*Z47,2))","v":""},"",null,"空","","",{"$f":"IF(OR(H47=\"\",I47=\"\"),\"\",0.35464*計算公式!$B$14*POWER(AC47/1000,0.63)*POWER(BC47/1000,0.54))","v":""},{"$f":"IF(OR(H47=\"\",I47=\"\"),\"\",10.666*POWER(計算公式!$B$14,-1.85)*POWER(AC47/1000,-4.87)*POWER(H47/1000,1.85)*1000)","v":""}]
[null,"","","","",38,null,null,null,null,null,null,null,null,null,null,null,null,null,null,null,null,null,null,null,null,null,null,{"$f":"IF(I48=\"\",\"\",VLOOKUP(I48,内径設定!$B$4:$C$26,2,FALSE))","v":""},{"$f":"IF(AC48=\"\",\"\",IF(OR(AND(AC48>計算公式!$B$9,計算公式!$D$9=\"超\"),AND(AC48>=計算公式!$B$9,計算公式!$D$9=\"以上\")),\"H\",\"W\"))","v":""},"","","",{"$f":"IF(OR(I48=\"\",L48=\"\"),\"\",ROUND(VLOOKUP(I48,直管換算!$B$4:$Q$26,2,FALSE)*L48,2))","v":""},{"$f":"IF(OR(I48=\"\",M48=\"\"),\"\",ROUND(VLOOKUP(I48,直管換算!$B$4:$Q$26,3,FALSE)*M48,2))","v":""},{"$f":"IF(OR(I48=\"\",N48=\"\"),\"\",ROUND(VLOOKUP(I48,直管換算!$B$4:$Q$26,4,FALSE)*N48,2))","v":""},{"$f":"IF(OR(I48=\"\",O48=\"\"),\"\",ROUND(VLOOKUP(I48,直管換算!$B$4:$Q$26,5,FALSE)*O48,2))","v":""},{"$f":"IF(OR(I48=\"\",P48=\"\"),\"\",ROUND(VLOOKUP(I48,直管換算!$B$4:$Q$26,6,FALSE)*P48,2))","v":""},{"$f":"IF(OR(I48=\"\",Q48=\"\"),\"\",ROUND(VLOOKUP(I48,直管換算!$B$4:$Q$26,7,FALSE)*Q48,2))","v":""},{"$f":"IF(OR(I48=\"\",R48=\"\"),\"\",ROUND(VLOOKUP(I48,直管換算!$B$4:$Q$26,8,FALSE)*R48,2))","v":""},{"$f":"IF(OR(I48=\"\",S48=\"\"),\"\",ROUND(VLOOKUP(I48,直管換算!$B$4:$Q$26,9,FALSE)*S48,2))","v":""},{"$f":"IF(OR(I48=\"\",T48=\"\"),\"\",ROUND(VLOOKUP(I48,直管換算!$B$4:$Q$26,10,FALSE)*T48,2))","v":""},{"$f":"IF(OR(I48=\"\",U48=\"\"),\"\",ROUND(VLOOKUP(I48,直管換算!$B$4:$Q$26,11,FALSE)*U48,2))","v":""},{"$f":"IF(OR(I48=\"\",V48=\"\"),\"\",ROUND(VLOOKUP(I48,直管換算!$B$4:$Q$26,12,FALSE)*V48,2))","v":""},{"$f":"IF(OR(I48=\"\",W48=\"\"),\"\",ROUND(VLOOKUP(I48,直管換算!$B$4:$Q$26,13,FALSE)*W48,2))","v":""},{"$f":"IF(OR(I48=\"\",X48=\"\"),\"\",ROUND(VLOOKUP(I48,直管換算!$B$4:$Q$26,14,FALSE)*X48,2))","v":""},{"$f":"IF(OR(I48=\"\",Y48=\"\"),\"\",ROUND(VLOOKUP(I48,直管換算!$B$4:$Q$26,15,FALSE)*Y48,2))","v":""},{"$f":"IF(OR(I48=\"\",Z48=\"\"),\"\",ROUND(VLOOKUP(I48,直管換算!$B$4:$Q$26,16,FALSE)*Z48,2))","v":""},"",null,"空","","",{"$f":"IF(OR(H48=\"\",I48=\"\"),\"\",0.35464*計算公式!$B$14*POWER(AC48/1000,0.63)*POWER(BC48/1000,0.54))","v":""},{"$f":"IF(OR(H48=\"\",I48=\"\"),\"\",10.666*POWER(計算公式!$B$14,-1.85)*POWER(AC48/1000,-4.87)*POWER(H48/1000,1.85)*1000)","v":""}]
[null,"","","","",39,null,null,null,null,null,null,null,null,null,null,null,null,null,null,null,null,null,null,null,null,null,null,{"$f":"IF(I49=\"\",\"\",VLOOKUP(I49,内径設定!$B$4:$C$26,2,FALSE))","v":""},{"$f":"IF(AC49=\"\",\"\",IF(OR(AND(AC49>計算公式!$B$9,計算公式!$D$9=\"超\"),AND(AC49>=計算公式!$B$9,計算公式!$D$9=\"以上\")),\"H\",\"W\"))","v":""},"","","",{"$f":"IF(OR(I49=\"\",L49=\"\"),\"\",ROUND(VLOOKUP(I49,直管換算!$B$4:$Q$26,2,FALSE)*L49,2))","v":""},{"$f":"IF(OR(I49=\"\",M49=\"\"),\"\",ROUND(VLOOKUP(I49,直管換算!$B$4:$Q$26,3,FALSE)*M49,2))","v":""},{"$f":"IF(OR(I49=\"\",N49=\"\"),\"\",ROUND(VLOOKUP(I49,直管換算!$B$4:$Q$26,4,FALSE)*N49,2))","v":""},{"$f":"IF(OR(I49=\"\",O49=\"\"),\"\",ROUND(VLOOKUP(I49,直管換算!$B$4:$Q$26,5,FALSE)*O49,2))","v":""},{"$f":"IF(OR(I49=\"\",P49=\"\"),\"\",ROUND(VLOOKUP(I49,直管換算!$B$4:$Q$26,6,FALSE)*P49,2))","v":""},{"$f":"IF(OR(I49=\"\",Q49=\"\"),\"\",ROUND(VLOOKUP(I49,直管換算!$B$4:$Q$26,7,FALSE)*Q49,2))","v":""},{"$f":"IF(OR(I49=\"\",R49=\"\"),\"\",ROUND(VLOOKUP(I49,直管換算!$B$4:$Q$26,8,FALSE)*R49,2))","v":""},{"$f":"IF(OR(I49=\"\",S49=\"\"),\"\",ROUND(VLOOKUP(I49,直管換算!$B$4:$Q$26,9,FALSE)*S49,2))","v":""},{"$f":"IF(OR(I49=\"\",T49=\"\"),\"\",ROUND(VLOOKUP(I49,直管換算!$B$4:$Q$26,10,FALSE)*T49,2))","v":""},{"$f":"IF(OR(I49=\"\",U49=\"\"),\"\",ROUND(VLOOKUP(I49,直管換算!$B$4:$Q$26,11,FALSE)*U49,2))","v":""},{"$f":"IF(OR(I49=\"\",V49=\"\"),\"\",ROUND(VLOOKUP(I49,直管換算!$B$4:$Q$26,12,FALSE)*V49,2))","v":""},{"$f":"IF(OR(I49=\"\",W49=\"\"),\"\",ROUND(VLOOKUP(I49,直管換算!$B$4:$Q$26,13,FALSE)*W49,2))","v":""},{"$f":"IF(OR(I49=\"\",X49=\"\"),\"\",ROUND(VLOOKUP(I49,直管換算!$B$4:$Q$26,14,FALSE)*X49,2))","v":""},{"$f":"IF(OR(I49=\"\",Y49=\"\"),\"\",ROUND(VLOOKUP(I49,直管換算!$B$4:$Q$26,15,FALSE)*Y49,2))","v":""},{"$f":"IF(OR(I49=\"\",Z49=\"\"),\"\",ROUND(VLOOKUP(I49,直管換算!$B$4:$Q$26,16,FALSE)*Z49,2))","v":""},"",null,"空","","",{"$f":"IF(OR(H49=\"\",I49=\"\"),\"\",0.35464*計算公式!$B$14*POWER(AC49/1000,0.63)*POWER(BC49/1000,0.54))","v":""},{"$f":"IF(OR(H49=\"\",I49=\"\"),\"\",10.666*POWER(計算公式!$B$14,-1.85)*POWER(AC49/1000,-4.87)*POWER(H49/1000,1.85)*1000)","v":""}]
[null,"","","","",40,null,null,null,null,null,null,null,null,null,null,null,null,null,null,null,null,null,null,null,null,null,null,{"$f":"IF(I50=\"\",\"\",VLOOKUP(I50,内径設定!$B$4:$C$26,2,FALSE))","v":""},{"$f":"IF(AC50=\"\",\"\",IF(OR(AND(AC50>計算公式!$B$9,計算公式!$D$9=\"超\"),AND(AC50>=計算公式!$B$9,計算公式!$D$9=\"以上\")),\"H\",\"W\"))","v":""},"","","",{"$f":"IF(OR(I50=\"\",L50=\"\"),\"\",ROUND(VLOOKUP(I50,直管換算!$B$4:$Q$26,2,FALSE)*L50,2))","v":""},{"$f":"IF(OR(I50=\"\",M50=\"\"),\"\",ROUND(VLOOKUP(I50,直管換算!$B$4:$Q$26,3,FALSE)*M50,2))","v":""},{"$f":"IF(OR(I50=\"\",N50=\"\"),\"\",ROUND(VLOOKUP(I50,直管換算!$B$4:$Q$26,4,FALSE)*N50,2))","v":""},{"$f":"IF(OR(I50=\"\",O50=\"\"),\"\",ROUND(VLOOKUP(I50,直管換算!$B$4:$Q$26,5,FALSE)*O50,2))","v":""},{"$f":"IF(OR(I50=\"\",P50=\"\"),\"\",ROUND(VLOOKUP(I50,直管換算!$B$4:$Q$26,6,FALSE)*P50,2))","v":""},{"$f":"IF(OR(I50=\"\",Q50=\"\"),\"\",ROUND(VLOOKUP(I50,直管換算!$B$4:$Q$26,7,FALSE)*Q50,2))","v":""},{"$f":"IF(OR(I50=\"\",R50=\"\"),\"\",ROUND(VLOOKUP(I50,直管換算!$B$4:$Q$26,8,FALSE)*R50,2))","v":""},{"$f":"IF(OR(I50=\"\",S50=\"\"),\"\",ROUND(VLOOKUP(I50,直管換算!$B$4:$Q$26,9,FALSE)*S50,2))","v":""},{"$f":"IF(OR(I50=\"\",T50=\"\"),\"\",ROUND(VLOOKUP(I50,直管換算!$B$4:$Q$26,10,FALSE)*T50,2))","v":""},{"$f":"IF(OR(I50=\"\",U50=\"\"),\"\",ROUND(VLOOKUP(I50,直管換算!$B$4:$Q$26,11,FALSE)*U50,2))","v":""},{"$f":"IF(OR(I50=\"\",V50=\"\"),\"\",ROUND(VLOOKUP(I50,直管換算!$B$4:$Q$26,12,FALSE)*V50,2))","v":""},{"$f":"IF(OR(I50=\"\",W50=\"\"),\"\",ROUND(VLOOKUP(I50,直管換算!$B$4:$Q$26,13,FALSE)*W50,2))","v":""},{"$f":"IF(OR(I50=\"\",X50=\"\"),\"\",ROUND(VLOOKUP(I50,直管換算!$B$4:$Q$26,14,FALSE)*X50,2))","v":""},{"$f":"IF(OR(I50=\"\",Y50=\"\"),\"\",ROUND(VLOOKUP(I50,直管換算!$B$4:$Q$26,15,FALSE)*Y50,2))","v":""},{"$f":"IF(OR(I50=\"\",Z50=\"\"),\"\",ROUND(VLOOKUP(I50,直管換算!$B$4:$Q$26,16,FALSE)*Z50,2))","v":""},"",null,"空","","",{"$f":"IF(OR(H50=\"\",I50=\"\"),\"\",0.35464*計算公式!$B$14*POWER(AC50/1000,0.63)*POWER(BC50/1000,0.54))","v":""},{"$f":"IF(OR(H50=\"\",I50=\"\"),\"\",10.666*POWER(計算公式!$B$14,-1.85)*POWER(AC50/1000,-4.87)*POWER(H50/1000,1.85)*1000)","v":""}]
[null,"","","","",41,null,null,null,null,null,null,null,null,null,null,null,null,null,null,null,null,null,null,null,null,null,null,{"$f":"IF(I51=\"\",\"\",VLOOKUP(I51,内径設定!$B$4:$C$26,2,FALSE))","v":""},{"$f":"IF(AC51=\"\",\"\",IF(OR(AND(AC51>計算公式!$B$9,計算公式!$D$9=\"超\"),AND(AC51>=計算公式!$B$9,計算公式!$D$9=\"以上\")),\"H\",\"W\"))","v":""},"","","",{"$f":"IF(OR(I51=\"\",L51=\"\"),\"\",ROUND(VLOOKUP(I51,直管換算!$B$4:$Q$26,2,FALSE)*L51,2))","v":""},{"$f":"IF(OR(I51=\"\",M51=\"\"),\"\",ROUND(VLOOKUP(I51,直管換算!$B$4:$Q$26,3,FALSE)*M51,2))","v":""},{"$f":"IF(OR(I51=\"\",N51=\"\"),\"\",ROUND(VLOOKUP(I51,直管換算!$B$4:$Q$26,4,FALSE)*N51,2))","v":""},{"$f":"IF(OR(I51=\"\",O51=\"\"),\"\",ROUND(VLOOKUP(I51,直管換算!$B$4:$Q$26,5,FALSE)*O51,2))","v":""},{"$f":"IF(OR(I51=\"\",P51=\"\"),\"\",ROUND(VLOOKUP(I51,直管換算!$B$4:$Q$26,6,FALSE)*P51,2))","v":""},{"$f":"IF(OR(I51=\"\",Q51=\"\"),\"\",ROUND(VLOOKUP(I51,直管換算!$B$4:$Q$26,7,FALSE)*Q51,2))","v":""},{"$f":"IF(OR(I51=\"\",R51=\"\"),\"\",ROUND(VLOOKUP(I51,直管換算!$B$4:$Q$26,8,FALSE)*R51,2))","v":""},{"$f":"IF(OR(I51=\"\",S51=\"\"),\"\",ROUND(VLOOKUP(I51,直管換算!$B$4:$Q$26,9,FALSE)*S51,2))","v":""},{"$f":"IF(OR(I51=\"\",T51=\"\"),\"\",ROUND(VLOOKUP(I51,直管換算!$B$4:$Q$26,10,FALSE)*T51,2))","v":""},{"$f":"IF(OR(I51=\"\",U51=\"\"),\"\",ROUND(VLOOKUP(I51,直管換算!$B$4:$Q$26,11,FALSE)*U51,2))","v":""},{"$f":"IF(OR(I51=\"\",V51=\"\"),\"\",ROUND(VLOOKUP(I51,直管換算!$B$4:$Q$26,12,FALSE)*V51,2))","v":""},{"$f":"IF(OR(I51=\"\",W51=\"\"),\"\",ROUND(VLOOKUP(I51,直管換算!$B$4:$Q$26,13,FALSE)*W51,2))","v":""},{"$f":"IF(OR(I51=\"\",X51=\"\"),\"\",ROUND(VLOOKUP(I51,直管換算!$B$4:$Q$26,14,FALSE)*X51,2))","v":""},{"$f":"IF(OR(I51=\"\",Y51=\"\"),\"\",ROUND(VLOOKUP(I51,直管換算!$B$4:$Q$26,15,FALSE)*Y51,2))","v":""},{"$f":"IF(OR(I51=\"\",Z51=\"\"),\"\",ROUND(VLOOKUP(I51,直管換算!$B$4:$Q$26,16,FALSE)*Z51,2))","v":""},"",null,"空","","",{"$f":"IF(OR(H51=\"\",I51=\"\"),\"\",0.35464*計算公式!$B$14*POWER(AC51/1000,0.63)*POWER(BC51/1000,0.54))","v":""},{"$f":"IF(OR(H51=\"\",I51=\"\"),\"\",10.666*POWER(計算公式!$B$14,-1.85)*POWER(AC51/1000,-4.87)*POWER(H51/1000,1.85)*1000)","v":""}]
[null,"","","","",42,null,null,null,null,null,null,null,null,null,null,null,null,null,null,null,null,null,null,null,null,null,null,{"$f":"IF(I52=\"\",\"\",VLOOKUP(I52,内径設定!$B$4:$C$26,2,FALSE))","v":""},{"$f":"IF(AC52=\"\",\"\",IF(OR(AND(AC52>計算公式!$B$9,計算公式!$D$9=\"超\"),AND(AC52>=計算公式!$B$9,計算公式!$D$9=\"以上\")),\"H\",\"W\"))","v":""},"","","",{"$f":"IF(OR(I52=\"\",L52=\"\"),\"\",ROUND(VLOOKUP(I52,直管換算!$B$4:$Q$26,2,FALSE)*L52,2))","v":""},{"$f":"IF(OR(I52=\"\",M52=\"\"),\"\",ROUND(VLOOKUP(I52,直管換算!$B$4:$Q$26,3,FALSE)*M52,2))","v":""},{"$f":"IF(OR(I52=\"\",N52=\"\"),\"\",ROUND(VLOOKUP(I52,直管換算!$B$4:$Q$26,4,FALSE)*N52,2))","v":""},{"$f":"IF(OR(I52=\"\",O52=\"\"),\"\",ROUND(VLOOKUP(I52,直管換算!$B$4:$Q$26,5,FALSE)*O52,2))","v":""},{"$f":"IF(OR(I52=\"\",P52=\"\"),\"\",ROUND(VLOOKUP(I52,直管換算!$B$4:$Q$26,6,FALSE)*P52,2))","v":""},{"$f":"IF(OR(I52=\"\",Q52=\"\"),\"\",ROUND(VLOOKUP(I52,直管換算!$B$4:$Q$26,7,FALSE)*Q52,2))","v":""},{"$f":"IF(OR(I52=\"\",R52=\"\"),\"\",ROUND(VLOOKUP(I52,直管換算!$B$4:$Q$26,8,FALSE)*R52,2))","v":""},{"$f":"IF(OR(I52=\"\",S52=\"\"),\"\",ROUND(VLOOKUP(I52,直管換算!$B$4:$Q$26,9,FALSE)*S52,2))","v":""},{"$f":"IF(OR(I52=\"\",T52=\"\"),\"\",ROUND(VLOOKUP(I52,直管換算!$B$4:$Q$26,10,FALSE)*T52,2))","v":""},{"$f":"IF(OR(I52=\"\",U52=\"\"),\"\",ROUND(VLOOKUP(I52,直管換算!$B$4:$Q$26,11,FALSE)*U52,2))","v":""},{"$f":"IF(OR(I52=\"\",V52=\"\"),\"\",ROUND(VLOOKUP(I52,直管換算!$B$4:$Q$26,12,FALSE)*V52,2))","v":""},{"$f":"IF(OR(I52=\"\",W52=\"\"),\"\",ROUND(VLOOKUP(I52,直管換算!$B$4:$Q$26,13,FALSE)*W52,2))","v":""},{"$f":"IF(OR(I52=\"\",X52=\"\"),\"\",ROUND(VLOOKUP(I52,直管換算!$B$4:$Q$26,14,FALSE)*X52,2))","v":""},{"$f":"IF(OR(I52=\"\",Y52=\"\"),\"\",ROUND(VLOOKUP(I52,直管換算!$B$4:$Q$26,15,FALSE)*Y52,2))","v":""},{"$f":"IF(OR(I52=\"\",Z52=\"\"),\"\",ROUND(VLOOKUP(I52,直管換算!$B$4:$Q$26,16,FALSE)*Z52,2))","v":""},"",null,"空","","",{"$f":"IF(OR(H52=\"\",I52=\"\"),\"\",0.35464*計算公式!$B$14*POWER(AC52/1000,0.63)*POWER(BC52/1000,0.54))","v":""},{"$f":"IF(OR(H52=\"\",I52=\"\"),\"\",10.666*POWER(計算公式!$B$14,-1.85)*POWER(AC52/1000,-4.87)*POWER(H52/1000,1.85)*1000)","v":""}]
[null,"","","","",43,null,null,null,null,null,null,null,null,null,null,null,null,null,null,null,null,null,null,null,null,null,null,{"$f":"IF(I53=\"\",\"\",VLOOKUP(I53,内径設定!$B$4:$C$26,2,FALSE))","v":""},{"$f":"IF(AC53=\"\",\"\",IF(OR(AND(AC53>計算公式!$B$9,計算公式!$D$9=\"超\"),AND(AC53>=計算公式!$B$9,計算公式!$D$9=\"以上\")),\"H\",\"W\"))","v":""},"","","",{"$f":"IF(OR(I53=\"\",L53=\"\"),\"\",ROUND(VLOOKUP(I53,直管換算!$B$4:$Q$26,2,FALSE)*L53,2))","v":""},{"$f":"IF(OR(I53=\"\",M53=\"\"),\"\",ROUND(VLOOKUP(I53,直管換算!$B$4:$Q$26,3,FALSE)*M53,2))","v":""},{"$f":"IF(OR(I53=\"\",N53=\"\"),\"\",ROUND(VLOOKUP(I53,直管換算!$B$4:$Q$26,4,FALSE)*N53,2))","v":""},{"$f":"IF(OR(I53=\"\",O53=\"\"),\"\",ROUND(VLOOKUP(I53,直管換算!$B$4:$Q$26,5,FALSE)*O53,2))","v":""},{"$f":"IF(OR(I53=\"\",P53=\"\"),\"\",ROUND(VLOOKUP(I53,直管換算!$B$4:$Q$26,6,FALSE)*P53,2))","v":""},{"$f":"IF(OR(I53=\"\",Q53=\"\"),\"\",ROUND(VLOOKUP(I53,直管換算!$B$4:$Q$26,7,FALSE)*Q53,2))","v":""},{"$f":"IF(OR(I53=\"\",R53=\"\"),\"\",ROUND(VLOOKUP(I53,直管換算!$B$4:$Q$26,8,FALSE)*R53,2))","v":""},{"$f":"IF(OR(I53=\"\",S53=\"\"),\"\",ROUND(VLOOKUP(I53,直管換算!$B$4:$Q$26,9,FALSE)*S53,2))","v":""},{"$f":"IF(OR(I53=\"\",T53=\"\"),\"\",ROUND(VLOOKUP(I53,直管換算!$B$4:$Q$26,10,FALSE)*T53,2))","v":""},{"$f":"IF(OR(I53=\"\",U53=\"\"),\"\",ROUND(VLOOKUP(I53,直管換算!$B$4:$Q$26,11,FALSE)*U53,2))","v":""},{"$f":"IF(OR(I53=\"\",V53=\"\"),\"\",ROUND(VLOOKUP(I53,直管換算!$B$4:$Q$26,12,FALSE)*V53,2))","v":""},{"$f":"IF(OR(I53=\"\",W53=\"\"),\"\",ROUND(VLOOKUP(I53,直管換算!$B$4:$Q$26,13,FALSE)*W53,2))","v":""},{"$f":"IF(OR(I53=\"\",X53=\"\"),\"\",ROUND(VLOOKUP(I53,直管換算!$B$4:$Q$26,14,FALSE)*X53,2))","v":""},{"$f":"IF(OR(I53=\"\",Y53=\"\"),\"\",ROUND(VLOOKUP(I53,直管換算!$B$4:$Q$26,15,FALSE)*Y53,2))","v":""},{"$f":"IF(OR(I53=\"\",Z53=\"\"),\"\",ROUND(VLOOKUP(I53,直管換算!$B$4:$Q$26,16,FALSE)*Z53,2))","v":""},"",null,"空","","",{"$f":"IF(OR(H53=\"\",I53=\"\"),\"\",0.35464*計算公式!$B$14*POWER(AC53/1000,0.63)*POWER(BC53/1000,0.54))","v":""},{"$f":"IF(OR(H53=\"\",I53=\"\"),\"\",10.666*POWER(計算公式!$B$14,-1.85)*POWER(AC53/1000,-4.87)*POWER(H53/1000,1.85)*1000)","v":""}]
[null,"","","","",44,null,null,null,null,null,null,null,null,null,null,null,null,null,null,null,null,null,null,null,null,null,null,{"$f":"IF(I54=\"\",\"\",VLOOKUP(I54,内径設定!$B$4:$C$26,2,FALSE))","v":""},{"$f":"IF(AC54=\"\",\"\",IF(OR(AND(AC54>計算公式!$B$9,計算公式!$D$9=\"超\"),AND(AC54>=計算公式!$B$9,計算公式!$D$9=\"以上\")),\"H\",\"W\"))","v":""},"","","",{"$f":"IF(OR(I54=\"\",L54=\"\"),\"\",ROUND(VLOOKUP(I54,直管換算!$B$4:$Q$26,2,FALSE)*L54,2))","v":""},{"$f":"IF(OR(I54=\"\",M54=\"\"),\"\",ROUND(VLOOKUP(I54,直管換算!$B$4:$Q$26,3,FALSE)*M54,2))","v":""},{"$f":"IF(OR(I54=\"\",N54=\"\"),\"\",ROUND(VLOOKUP(I54,直管換算!$B$4:$Q$26,4,FALSE)*N54,2))","v":""},{"$f":"IF(OR(I54=\"\",O54=\"\"),\"\",ROUND(VLOOKUP(I54,直管換算!$B$4:$Q$26,5,FALSE)*O54,2))","v":""},{"$f":"IF(OR(I54=\"\",P54=\"\"),\"\",ROUND(VLOOKUP(I54,直管換算!$B$4:$Q$26,6,FALSE)*P54,2))","v":""},{"$f":"IF(OR(I54=\"\",Q54=\"\"),\"\",ROUND(VLOOKUP(I54,直管換算!$B$4:$Q$26,7,FALSE)*Q54,2))","v":""},{"$f":"IF(OR(I54=\"\",R54=\"\"),\"\",ROUND(VLOOKUP(I54,直管換算!$B$4:$Q$26,8,FALSE)*R54,2))","v":""},{"$f":"IF(OR(I54=\"\",S54=\"\"),\"\",ROUND(VLOOKUP(I54,直管換算!$B$4:$Q$26,9,FALSE)*S54,2))","v":""},{"$f":"IF(OR(I54=\"\",T54=\"\"),\"\",ROUND(VLOOKUP(I54,直管換算!$B$4:$Q$26,10,FALSE)*T54,2))","v":""},{"$f":"IF(OR(I54=\"\",U54=\"\"),\"\",ROUND(VLOOKUP(I54,直管換算!$B$4:$Q$26,11,FALSE)*U54,2))","v":""},{"$f":"IF(OR(I54=\"\",V54=\"\"),\"\",ROUND(VLOOKUP(I54,直管換算!$B$4:$Q$26,12,FALSE)*V54,2))","v":""},{"$f":"IF(OR(I54=\"\",W54=\"\"),\"\",ROUND(VLOOKUP(I54,直管換算!$B$4:$Q$26,13,FALSE)*W54,2))","v":""},{"$f":"IF(OR(I54=\"\",X54=\"\"),\"\",ROUND(VLOOKUP(I54,直管換算!$B$4:$Q$26,14,FALSE)*X54,2))","v":""},{"$f":"IF(OR(I54=\"\",Y54=\"\"),\"\",ROUND(VLOOKUP(I54,直管換算!$B$4:$Q$26,15,FALSE)*Y54,2))","v":""},{"$f":"IF(OR(I54=\"\",Z54=\"\"),\"\",ROUND(VLOOKUP(I54,直管換算!$B$4:$Q$26,16,FALSE)*Z54,2))","v":""},"",null,"空","","",{"$f":"IF(OR(H54=\"\",I54=\"\"),\"\",0.35464*計算公式!$B$14*POWER(AC54/1000,0.63)*POWER(BC54/1000,0.54))","v":""},{"$f":"IF(OR(H54=\"\",I54=\"\"),\"\",10.666*POWER(計算公式!$B$14,-1.85)*POWER(AC54/1000,-4.87)*POWER(H54/1000,1.85)*1000)","v":""}]
[null,"","","","",45,null,null,null,null,null,null,null,null,null,null,null,null,null,null,null,null,null,null,null,null,null,null,{"$f":"IF(I55=\"\",\"\",VLOOKUP(I55,内径設定!$B$4:$C$26,2,FALSE))","v":""},{"$f":"IF(AC55=\"\",\"\",IF(OR(AND(AC55>計算公式!$B$9,計算公式!$D$9=\"超\"),AND(AC55>=計算公式!$B$9,計算公式!$D$9=\"以上\")),\"H\",\"W\"))","v":""},"","","",{"$f":"IF(OR(I55=\"\",L55=\"\"),\"\",ROUND(VLOOKUP(I55,直管換算!$B$4:$Q$26,2,FALSE)*L55,2))","v":""},{"$f":"IF(OR(I55=\"\",M55=\"\"),\"\",ROUND(VLOOKUP(I55,直管換算!$B$4:$Q$26,3,FALSE)*M55,2))","v":""},{"$f":"IF(OR(I55=\"\",N55=\"\"),\"\",ROUND(VLOOKUP(I55,直管換算!$B$4:$Q$26,4,FALSE)*N55,2))","v":""},{"$f":"IF(OR(I55=\"\",O55=\"\"),\"\",ROUND(VLOOKUP(I55,直管換算!$B$4:$Q$26,5,FALSE)*O55,2))","v":""},{"$f":"IF(OR(I55=\"\",P55=\"\"),\"\",ROUND(VLOOKUP(I55,直管換算!$B$4:$Q$26,6,FALSE)*P55,2))","v":""},{"$f":"IF(OR(I55=\"\",Q55=\"\"),\"\",ROUND(VLOOKUP(I55,直管換算!$B$4:$Q$26,7,FALSE)*Q55,2))","v":""},{"$f":"IF(OR(I55=\"\",R55=\"\"),\"\",ROUND(VLOOKUP(I55,直管換算!$B$4:$Q$26,8,FALSE)*R55,2))","v":""},{"$f":"IF(OR(I55=\"\",S55=\"\"),\"\",ROUND(VLOOKUP(I55,直管換算!$B$4:$Q$26,9,FALSE)*S55,2))","v":""},{"$f":"IF(OR(I55=\"\",T55=\"\"),\"\",ROUND(VLOOKUP(I55,直管換算!$B$4:$Q$26,10,FALSE)*T55,2))","v":""},{"$f":"IF(OR(I55=\"\",U55=\"\"),\"\",ROUND(VLOOKUP(I55,直管換算!$B$4:$Q$26,11,FALSE)*U55,2))","v":""},{"$f":"IF(OR(I55=\"\",V55=\"\"),\"\",ROUND(VLOOKUP(I55,直管換算!$B$4:$Q$26,12,FALSE)*V55,2))","v":""},{"$f":"IF(OR(I55=\"\",W55=\"\"),\"\",ROUND(VLOOKUP(I55,直管換算!$B$4:$Q$26,13,FALSE)*W55,2))","v":""},{"$f":"IF(OR(I55=\"\",X55=\"\"),\"\",ROUND(VLOOKUP(I55,直管換算!$B$4:$Q$26,14,FALSE)*X55,2))","v":""},{"$f":"IF(OR(I55=\"\",Y55=\"\"),\"\",ROUND(VLOOKUP(I55,直管換算!$B$4:$Q$26,15,FALSE)*Y55,2))","v":""},{"$f":"IF(OR(I55=\"\",Z55=\"\"),\"\",ROUND(VLOOKUP(I55,直管換算!$B$4:$Q$26,16,FALSE)*Z55,2))","v":""},"",null,"空","","",{"$f":"IF(OR(H55=\"\",I55=\"\"),\"\",0.35464*計算公式!$B$14*POWER(AC55/1000,0.63)*POWER(BC55/1000,0.54))","v":""},{"$f":"IF(OR(H55=\"\",I55=\"\"),\"\",10.666*POWER(計算公式!$B$14,-1.85)*POWER(AC55/1000,-4.87)*POWER(H55/1000,1.85)*1000)","v":""}]
[null,"","","","",46,null,null,null,null,null,null,null,null,null,null,null,null,null,null,null,null,null,null,null,null,null,null,{"$f":"IF(I56=\"\",\"\",VLOOKUP(I56,内径設定!$B$4:$C$26,2,FALSE))","v":""},{"$f":"IF(AC56=\"\",\"\",IF(OR(AND(AC56>計算公式!$B$9,計算公式!$D$9=\"超\"),AND(AC56>=計算公式!$B$9,計算公式!$D$9=\"以上\")),\"H\",\"W\"))","v":""},"","","",{"$f":"IF(OR(I56=\"\",L56=\"\"),\"\",ROUND(VLOOKUP(I56,直管換算!$B$4:$Q$26,2,FALSE)*L56,2))","v":""},{"$f":"IF(OR(I56=\"\",M56=\"\"),\"\",ROUND(VLOOKUP(I56,直管換算!$B$4:$Q$26,3,FALSE)*M56,2))","v":""},{"$f":"IF(OR(I56=\"\",N56=\"\"),\"\",ROUND(VLOOKUP(I56,直管換算!$B$4:$Q$26,4,FALSE)*N56,2))","v":""},{"$f":"IF(OR(I56=\"\",O56=\"\"),\"\",ROUND(VLOOKUP(I56,直管換算!$B$4:$Q$26,5,FALSE)*O56,2))","v":""},{"$f":"IF(OR(I56=\"\",P56=\"\"),\"\",ROUND(VLOOKUP(I56,直管換算!$B$4:$Q$26,6,FALSE)*P56,2))","v":""},{"$f":"IF(OR(I56=\"\",Q56=\"\"),\"\",ROUND(VLOOKUP(I56,直管換算!$B$4:$Q$26,7,FALSE)*Q56,2))","v":""},{"$f":"IF(OR(I56=\"\",R56=\"\"),\"\",ROUND(VLOOKUP(I56,直管換算!$B$4:$Q$26,8,FALSE)*R56,2))","v":""},{"$f":"IF(OR(I56=\"\",S56=\"\"),\"\",ROUND(VLOOKUP(I56,直管換算!$B$4:$Q$26,9,FALSE)*S56,2))","v":""},{"$f":"IF(OR(I56=\"\",T56=\"\"),\"\",ROUND(VLOOKUP(I56,直管換算!$B$4:$Q$26,10,FALSE)*T56,2))","v":""},{"$f":"IF(OR(I56=\"\",U56=\"\"),\"\",ROUND(VLOOKUP(I56,直管換算!$B$4:$Q$26,11,FALSE)*U56,2))","v":""},{"$f":"IF(OR(I56=\"\",V56=\"\"),\"\",ROUND(VLOOKUP(I56,直管換算!$B$4:$Q$26,12,FALSE)*V56,2))","v":""},{"$f":"IF(OR(I56=\"\",W56=\"\"),\"\",ROUND(VLOOKUP(I56,直管換算!$B$4:$Q$26,13,FALSE)*W56,2))","v":""},{"$f":"IF(OR(I56=\"\",X56=\"\"),\"\",ROUND(VLOOKUP(I56,直管換算!$B$4:$Q$26,14,FALSE)*X56,2))","v":""},{"$f":"IF(OR(I56=\"\",Y56=\"\"),\"\",ROUND(VLOOKUP(I56,直管換算!$B$4:$Q$26,15,FALSE)*Y56,2))","v":""},{"$f":"IF(OR(I56=\"\",Z56=\"\"),\"\",ROUND(VLOOKUP(I56,直管換算!$B$4:$Q$26,16,FALSE)*Z56,2))","v":""},"",null,"空","","",{"$f":"IF(OR(H56=\"\",I56=\"\"),\"\",0.35464*計算公式!$B$14*POWER(AC56/1000,0.63)*POWER(BC56/1000,0.54))","v":""},{"$f":"IF(OR(H56=\"\",I56=\"\"),\"\",10.666*POWER(計算公式!$B$14,-1.85)*POWER(AC56/1000,-4.87)*POWER(H56/1000,1.85)*1000)","v":""}]
[null,"","","","",47,null,null,null,null,null,null,null,null,null,null,null,null,null,null,null,null,null,null,null,null,null,null,{"$f":"IF(I57=\"\",\"\",VLOOKUP(I57,内径設定!$B$4:$C$26,2,FALSE))","v":""},{"$f":"IF(AC57=\"\",\"\",IF(OR(AND(AC57>計算公式!$B$9,計算公式!$D$9=\"超\"),AND(AC57>=計算公式!$B$9,計算公式!$D$9=\"以上\")),\"H\",\"W\"))","v":""},"","","",{"$f":"IF(OR(I57=\"\",L57=\"\"),\"\",ROUND(VLOOKUP(I57,直管換算!$B$4:$Q$26,2,FALSE)*L57,2))","v":""},{"$f":"IF(OR(I57=\"\",M57=\"\"),\"\",ROUND(VLOOKUP(I57,直管換算!$B$4:$Q$26,3,FALSE)*M57,2))","v":""},{"$f":"IF(OR(I57=\"\",N57=\"\"),\"\",ROUND(VLOOKUP(I57,直管換算!$B$4:$Q$26,4,FALSE)*N57,2))","v":""},{"$f":"IF(OR(I57=\"\",O57=\"\"),\"\",ROUND(VLOOKUP(I57,直管換算!$B$4:$Q$26,5,FALSE)*O57,2))","v":""},{"$f":"IF(OR(I57=\"\",P57=\"\"),\"\",ROUND(VLOOKUP(I57,直管換算!$B$4:$Q$26,6,FALSE)*P57,2))","v":""},{"$f":"IF(OR(I57=\"\",Q57=\"\"),\"\",ROUND(VLOOKUP(I57,直管換算!$B$4:$Q$26,7,FALSE)*Q57,2))","v":""},{"$f":"IF(OR(I57=\"\",R57=\"\"),\"\",ROUND(VLOOKUP(I57,直管換算!$B$4:$Q$26,8,FALSE)*R57,2))","v":""},{"$f":"IF(OR(I57=\"\",S57=\"\"),\"\",ROUND(VLOOKUP(I57,直管換算!$B$4:$Q$26,9,FALSE)*S57,2))","v":""},{"$f":"IF(OR(I57=\"\",T57=\"\"),\"\",ROUND(VLOOKUP(I57,直管換算!$B$4:$Q$26,10,FALSE)*T57,2))","v":""},{"$f":"IF(OR(I57=\"\",U57=\"\"),\"\",ROUND(VLOOKUP(I57,直管換算!$B$4:$Q$26,11,FALSE)*U57,2))","v":""},{"$f":"IF(OR(I57=\"\",V57=\"\"),\"\",ROUND(VLOOKUP(I57,直管換算!$B$4:$Q$26,12,FALSE)*V57,2))","v":""},{"$f":"IF(OR(I57=\"\",W57=\"\"),\"\",ROUND(VLOOKUP(I57,直管換算!$B$4:$Q$26,13,FALSE)*W57,2))","v":""},{"$f":"IF(OR(I57=\"\",X57=\"\"),\"\",ROUND(VLOOKUP(I57,直管換算!$B$4:$Q$26,14,FALSE)*X57,2))","v":""},{"$f":"IF(OR(I57=\"\",Y57=\"\"),\"\",ROUND(VLOOKUP(I57,直管換算!$B$4:$Q$26,15,FALSE)*Y57,2))","v":""},{"$f":"IF(OR(I57=\"\",Z57=\"\"),\"\",ROUND(VLOOKUP(I57,直管換算!$B$4:$Q$26,16,FALSE)*Z57,2))","v":""},"",null,"空","","",{"$f":"IF(OR(H57=\"\",I57=\"\"),\"\",0.35464*計算公式!$B$14*POWER(AC57/1000,0.63)*POWER(BC57/1000,0.54))","v":""},{"$f":"IF(OR(H57=\"\",I57=\"\"),\"\",10.666*POWER(計算公式!$B$14,-1.85)*POWER(AC57/1000,-4.87)*POWER(H57/1000,1.85)*1000)","v":""}]
[null,"","","","",48,null,null,null,null,null,null,null,null,null,null,null,null,null,null,null,null,null,null,null,null,null,null,{"$f":"IF(I58=\"\",\"\",VLOOKUP(I58,内径設定!$B$4:$C$26,2,FALSE))","v":""},{"$f":"IF(AC58=\"\",\"\",IF(OR(AND(AC58>計算公式!$B$9,計算公式!$D$9=\"超\"),AND(AC58>=計算公式!$B$9,計算公式!$D$9=\"以上\")),\"H\",\"W\"))","v":""},"","","",{"$f":"IF(OR(I58=\"\",L58=\"\"),\"\",ROUND(VLOOKUP(I58,直管換算!$B$4:$Q$26,2,FALSE)*L58,2))","v":""},{"$f":"IF(OR(I58=\"\",M58=\"\"),\"\",ROUND(VLOOKUP(I58,直管換算!$B$4:$Q$26,3,FALSE)*M58,2))","v":""},{"$f":"IF(OR(I58=\"\",N58=\"\"),\"\",ROUND(VLOOKUP(I58,直管換算!$B$4:$Q$26,4,FALSE)*N58,2))","v":""},{"$f":"IF(OR(I58=\"\",O58=\"\"),\"\",ROUND(VLOOKUP(I58,直管換算!$B$4:$Q$26,5,FALSE)*O58,2))","v":""},{"$f":"IF(OR(I58=\"\",P58=\"\"),\"\",ROUND(VLOOKUP(I58,直管換算!$B$4:$Q$26,6,FALSE)*P58,2))","v":""},{"$f":"IF(OR(I58=\"\",Q58=\"\"),\"\",ROUND(VLOOKUP(I58,直管換算!$B$4:$Q$26,7,FALSE)*Q58,2))","v":""},{"$f":"IF(OR(I58=\"\",R58=\"\"),\"\",ROUND(VLOOKUP(I58,直管換算!$B$4:$Q$26,8,FALSE)*R58,2))","v":""},{"$f":"IF(OR(I58=\"\",S58=\"\"),\"\",ROUND(VLOOKUP(I58,直管換算!$B$4:$Q$26,9,FALSE)*S58,2))","v":""},{"$f":"IF(OR(I58=\"\",T58=\"\"),\"\",ROUND(VLOOKUP(I58,直管換算!$B$4:$Q$26,10,FALSE)*T58,2))","v":""},{"$f":"IF(OR(I58=\"\",U58=\"\"),\"\",ROUND(VLOOKUP(I58,直管換算!$B$4:$Q$26,11,FALSE)*U58,2))","v":""},{"$f":"IF(OR(I58=\"\",V58=\"\"),\"\",ROUND(VLOOKUP(I58,直管換算!$B$4:$Q$26,12,FALSE)*V58,2))","v":""},{"$f":"IF(OR(I58=\"\",W58=\"\"),\"\",ROUND(VLOOKUP(I58,直管換算!$B$4:$Q$26,13,FALSE)*W58,2))","v":""},{"$f":"IF(OR(I58=\"\",X58=\"\"),\"\",ROUND(VLOOKUP(I58,直管換算!$B$4:$Q$26,14,FALSE)*X58,2))","v":""},{"$f":"IF(OR(I58=\"\",Y58=\"\"),\"\",ROUND(VLOOKUP(I58,直管換算!$B$4:$Q$26,15,FALSE)*Y58,2))","v":""},{"$f":"IF(OR(I58=\"\",Z58=\"\"),\"\",ROUND(VLOOKUP(I58,直管換算!$B$4:$Q$26,16,FALSE)*Z58,2))","v":""},"",null,"空","","",{"$f":"IF(OR(H58=\"\",I58=\"\"),\"\",0.35464*計算公式!$B$14*POWER(AC58/1000,0.63)*POWER(BC58/1000,0.54))","v":""},{"$f":"IF(OR(H58=\"\",I58=\"\"),\"\",10.666*POWER(計算公式!$B$14,-1.85)*POWER(AC58/1000,-4.87)*POWER(H58/1000,1.85)*1000)","v":""}]
[null,"","","","",49,null,null,null,null,null,null,null,null,null,null,null,null,null,null,null,null,null,null,null,null,null,null,{"$f":"IF(I59=\"\",\"\",VLOOKUP(I59,内径設定!$B$4:$C$26,2,FALSE))","v":""},{"$f":"IF(AC59=\"\",\"\",IF(OR(AND(AC59>計算公式!$B$9,計算公式!$D$9=\"超\"),AND(AC59>=計算公式!$B$9,計算公式!$D$9=\"以上\")),\"H\",\"W\"))","v":""},"","","",{"$f":"IF(OR(I59=\"\",L59=\"\"),\"\",ROUND(VLOOKUP(I59,直管換算!$B$4:$Q$26,2,FALSE)*L59,2))","v":""},{"$f":"IF(OR(I59=\"\",M59=\"\"),\"\",ROUND(VLOOKUP(I59,直管換算!$B$4:$Q$26,3,FALSE)*M59,2))","v":""},{"$f":"IF(OR(I59=\"\",N59=\"\"),\"\",ROUND(VLOOKUP(I59,直管換算!$B$4:$Q$26,4,FALSE)*N59,2))","v":""},{"$f":"IF(OR(I59=\"\",O59=\"\"),\"\",ROUND(VLOOKUP(I59,直管換算!$B$4:$Q$26,5,FALSE)*O59,2))","v":""},{"$f":"IF(OR(I59=\"\",P59=\"\"),\"\",ROUND(VLOOKUP(I59,直管換算!$B$4:$Q$26,6,FALSE)*P59,2))","v":""},{"$f":"IF(OR(I59=\"\",Q59=\"\"),\"\",ROUND(VLOOKUP(I59,直管換算!$B$4:$Q$26,7,FALSE)*Q59,2))","v":""},{"$f":"IF(OR(I59=\"\",R59=\"\"),\"\",ROUND(VLOOKUP(I59,直管換算!$B$4:$Q$26,8,FALSE)*R59,2))","v":""},{"$f":"IF(OR(I59=\"\",S59=\"\"),\"\",ROUND(VLOOKUP(I59,直管換算!$B$4:$Q$26,9,FALSE)*S59,2))","v":""},{"$f":"IF(OR(I59=\"\",T59=\"\"),\"\",ROUND(VLOOKUP(I59,直管換算!$B$4:$Q$26,10,FALSE)*T59,2))","v":""},{"$f":"IF(OR(I59=\"\",U59=\"\"),\"\",ROUND(VLOOKUP(I59,直管換算!$B$4:$Q$26,11,FALSE)*U59,2))","v":""},{"$f":"IF(OR(I59=\"\",V59=\"\"),\"\",ROUND(VLOOKUP(I59,直管換算!$B$4:$Q$26,12,FALSE)*V59,2))","v":""},{"$f":"IF(OR(I59=\"\",W59=\"\"),\"\",ROUND(VLOOKUP(I59,直管換算!$B$4:$Q$26,13,FALSE)*W59,2))","v":""},{"$f":"IF(OR(I59=\"\",X59=\"\"),\"\",ROUND(VLOOKUP(I59,直管換算!$B$4:$Q$26,14,FALSE)*X59,2))","v":""},{"$f":"IF(OR(I59=\"\",Y59=\"\"),\"\",ROUND(VLOOKUP(I59,直管換算!$B$4:$Q$26,15,FALSE)*Y59,2))","v":""},{"$f":"IF(OR(I59=\"\",Z59=\"\"),\"\",ROUND(VLOOKUP(I59,直管換算!$B$4:$Q$26,16,FALSE)*Z59,2))","v":""},"",null,"空","","",{"$f":"IF(OR(H59=\"\",I59=\"\"),\"\",0.35464*計算公式!$B$14*POWER(AC59/1000,0.63)*POWER(BC59/1000,0.54))","v":""},{"$f":"IF(OR(H59=\"\",I59=\"\"),\"\",10.666*POWER(計算公式!$B$14,-1.85)*POWER(AC59/1000,-4.87)*POWER(H59/1000,1.85)*1000)","v":""}]
[null,"","","","",50,null,null,null,null,null,null,null,null,null,null,null,null,null,null,null,null,null,null,null,null,null,null,{"$f":"IF(I60=\"\",\"\",VLOOKUP(I60,内径設定!$B$4:$C$26,2,FALSE))","v":""},{"$f":"IF(AC60=\"\",\"\",IF(OR(AND(AC60>計算公式!$B$9,計算公式!$D$9=\"超\"),AND(AC60>=計算公式!$B$9,計算公式!$D$9=\"以上\")),\"H\",\"W\"))","v":""},"","","",{"$f":"IF(OR(I60=\"\",L60=\"\"),\"\",ROUND(VLOOKUP(I60,直管換算!$B$4:$Q$26,2,FALSE)*L60,2))","v":""},{"$f":"IF(OR(I60=\"\",M60=\"\"),\"\",ROUND(VLOOKUP(I60,直管換算!$B$4:$Q$26,3,FALSE)*M60,2))","v":""},{"$f":"IF(OR(I60=\"\",N60=\"\"),\"\",ROUND(VLOOKUP(I60,直管換算!$B$4:$Q$26,4,FALSE)*N60,2))","v":""},{"$f":"IF(OR(I60=\"\",O60=\"\"),\"\",ROUND(VLOOKUP(I60,直管換算!$B$4:$Q$26,5,FALSE)*O60,2))","v":""},{"$f":"IF(OR(I60=\"\",P60=\"\"),\"\",ROUND(VLOOKUP(I60,直管換算!$B$4:$Q$26,6,FALSE)*P60,2))","v":""},{"$f":"IF(OR(I60=\"\",Q60=\"\"),\"\",ROUND(VLOOKUP(I60,直管換算!$B$4:$Q$26,7,FALSE)*Q60,2))","v":""},{"$f":"IF(OR(I60=\"\",R60=\"\"),\"\",ROUND(VLOOKUP(I60,直管換算!$B$4:$Q$26,8,FALSE)*R60,2))","v":""},{"$f":"IF(OR(I60=\"\",S60=\"\"),\"\",ROUND(VLOOKUP(I60,直管換算!$B$4:$Q$26,9,FALSE)*S60,2))","v":""},{"$f":"IF(OR(I60=\"\",T60=\"\"),\"\",ROUND(VLOOKUP(I60,直管換算!$B$4:$Q$26,10,FALSE)*T60,2))","v":""},{"$f":"IF(OR(I60=\"\",U60=\"\"),\"\",ROUND(VLOOKUP(I60,直管換算!$B$4:$Q$26,11,FALSE)*U60,2))","v":""},{"$f":"IF(OR(I60=\"\",V60=\"\"),\"\",ROUND(VLOOKUP(I60,直管換算!$B$4:$Q$26,12,FALSE)*V60,2))","v":""},{"$f":"IF(OR(I60=\"\",W60=\"\"),\"\",ROUND(VLOOKUP(I60,直管換算!$B$4:$Q$26,13,FALSE)*W60,2))","v":""},{"$f":"IF(OR(I60=\"\",X60=\"\"),\"\",ROUND(VLOOKUP(I60,直管換算!$B$4:$Q$26,14,FALSE)*X60,2))","v":""},{"$f":"IF(OR(I60=\"\",Y60=\"\"),\"\",ROUND(VLOOKUP(I60,直管換算!$B$4:$Q$26,15,FALSE)*Y60,2))","v":""},{"$f":"IF(OR(I60=\"\",Z60=\"\"),\"\",ROUND(VLOOKUP(I60,直管換算!$B$4:$Q$26,16,FALSE)*Z60,2))","v":""},"",null,"空","","",{"$f":"IF(OR(H60=\"\",I60=\"\"),\"\",0.35464*計算公式!$B$14*POWER(AC60/1000,0.63)*POWER(BC60/1000,0.54))","v":""},{"$f":"IF(OR(H60=\"\",I60=\"\"),\"\",10.666*POWER(計算公式!$B$14,-1.85)*POWER(AC60/1000,-4.87)*POWER(H60/1000,1.85)*1000)","v":""}]
[null,null,null,null,null,null,null,null,null,null,null,null,null,null,null,null,null,null,null,null,null,null,null,null,null,null,null,null,null,null,null,null,null,null,null,null,null,null,null,null,null,null,null,null,null,null,null,null,null,null,"空"]
[null,{"$f":"IF($BG$10<>\"区間計算後に比較\",\"\",\"累計所要水頭\")","v":"累計所要水頭"},null,{"$f":"IF(OR($BG$10<>\"区間計算後に比較\",$F$10=0),\"\",IF($BF$10=\"MPa\",OFFSET($B$10,$F$10,0,1,1),OFFSET($C$10,$F$10,0,1,1)))","v":6.4000000000000001E-2},{"$f":"IF($BG$10<>\"区間計算後に比較\",\"\",IF($BF$10=\"MPa\",\"MPa\",\"ｍ\"))","v":"MPa"}]
[null,{"$f":"IF($BG$10<>\"区間計算後に比較\",\"\",IF($BF$10=\"MPa\",\"給水用具の必要圧力\",\"給水用具の所要水頭\"))","v":"給水用具の必要圧力"},null,{"$f":"IF($BG$10<>\"区間計算後に比較\",\"\",$BG$12)","v":0.03},{"$f":"IF($BG$10<>\"区間計算後に比較\",\"\",IF($BF$10=\"MPa\",\"MPa\",\"ｍ\"))","v":"MPa"}]
[null,{"$f":"IF($BG$10<>\"区間計算後に比較\",\"\",\"合計\")","v":"合計"},null,{"$f":"IF(OR($BG$10<>\"区間計算後に比較\",$D$62=\"\"),\"\",$D$62+$D$63)","v":9.4E-2},{"$f":"IF($BG$10<>\"区間計算後に比較\",\"\",IF($BF$10=\"MPa\",\"MPa\",\"ｍ\"))","v":"MPa"}]

{"sheet":"幹栓1","index":25,"n_rows":21,"n_cols":16,"rows_kept":21,"cut":false,"hidden":true,"merged":[[13,2,13,3],[17,1,17,2],[17,11,17,12],[17,13,17,15],[17,10,18,10]]}
[]
[null,"＜幹栓1＞戸数と居住人数"]
[]
[null,"●幹栓の計画使用水量の算出方法を選択してください。"]
[]
[null,"＜「戸数」から同時使用水量を予測する算定式を用いる方法＞"]
[null,"下の「算出方法」欄のリストから、「戸数」を選択してください。"]
[null,"「戸数」欄には、計算対象となる最大戸数を入力してください。"]
[]
[null,"＜「居住人数」から同時使用水量を予測する算定式を用いる方法＞"]
[null,"下の「算出方法」欄のリストから、「居住人数」を選択してください。"]
[null,"「居住人数」欄には、計算対象となる最大居住人数を入力してください。"]
[]
[null,"算出方法",{"$f":"IF(B15=\"居住人数\",\"居住人数\",\"戸数\")","v":"戸数"}]
[null,"戸数",12,{"$f":"IF(B15=\"居住人数\",\"人\",\"戸\")","v":"戸"}]
[null,{"$f":"IF($B$15<>\"\",\"\",\"※空白は「戸数」として処理します。\")","v":""}]
[null,null,null,null,null,null,null,null,null,null,"↓非表示にする","↓非表示にする","↓非表示にする","↓非表示にする","↓非表示にする","↓非表示にする"]
[null,"同時使用水量",null,null,null,null,null,null,null,null,null,"戸数",null,"居住人数"]
[null,{"$f":"IF($C$15=\"\",\"\",IF(AND($B$15<>\"居住人数\",$C$15>=1,$C$15<=9),L20,IF(AND($B$15<>\"居住人数\",$C$15>=10,$C$15<=599),M20,IF(AND($B$15=\"居住人数\",$C$15>=1,$C$15<=30),N20,IF(AND($B$15=\"居住人数\",$C$15>=31,$C$15<=200),O20,IF(AND($B$15=\"居住人数\",$C$15>=201,$C$15<=2000),P20,\"計算できません\"))))))","v":100.4},"L/min",null,null,null,null,null,null,null,null,"1～9","10～599","1～30","31～200","201～2000"]
[null,{"$f":"IF($C$15=\"\",\"\",IF(AND($B$15<>\"居住人数\",$C$15>=1,$C$15<=9),L21,IF(AND($B$15<>\"居住人数\",$C$15>=10,$C$15<=599),M21,IF(AND($B$15=\"居住人数\",$C$15>=1,$C$15<=30),N21,IF(AND($B$15=\"居住人数\",$C$15>=31,$C$15<=200),O21,IF(AND($B$15=\"居住人数\",$C$15>=201,$C$15<=2000),P21,\"計算できません\"))))))","v":1.67},"L/sec",null,null,null,null,null,null,null,"L/min",{"$f":"ROUND(42*POWER($C$15,0.33),1)","v":95.4},{"$f":"ROUND(19*POWER($C$15,0.67),1)","v":100.4},{"$f":"ROUND(26*POWER($C$15,0.36),1)","v":63.6},{"$f":"ROUND(13*POWER($C$15,0.56),1)","v":52.3},{"$f":"ROUND(6.9*POWER($C$15,0.67),1)","v":36.5}]
[null,null,null,null,null,null,null,null,null,null,"L/sec",{"$f":"ROUND(42*POWER($C$15,0.33)/60,2)","v":1.59},{"$f":"ROUND(19*POWER($C$15,0.67)/60,2)","v":1.67},{"$f":"ROUND(26*POWER($C$15,0.36)/60,2)","v":1.06},{"$f":"ROUND(13*POWER($C$15,0.56)/60,2)","v":0.87},{"$f":"ROUND(6.9*POWER($C$15,0.67)/60,2)","v":0.61}]

{"sheet":"幹栓2","index":26,"n_rows":19,"n_cols":4,"rows_kept":19,"cut":false,"hidden":true,"merged":[]}
[]
[null,"＜幹栓2＞安全率-幹栓"]
[]
[null,"●安全率を設定しますか？"]
[]
[null,"＜設定しない場合＞"]
[null,"下表の「安全率の設定」欄のリストから「設定しない」を選択してください。"]
[null,"「数値」欄には何も入力しません。（入力してあっても問題ありません。）"]
[]
[null,"＜設定する場合＞"]
[null,"下表の「安全率の設定」欄のリストから「設定する」を選択してください。"]
[null,"「数値」欄には、安全率を入力してください。"]
[]
[null,"安全率の設定","数値","単位"]
[null,"設定する",10,"％"]
[null,{"$f":"IF($B$15<>\"\",\"\",\"※空白は「設定しない」として処理します。\")","v":""}]
[null,{"$f":"IF(OR($B$15<>\"設定する\",$C$15=\"\"),\"\",\"損失水頭を\")","v":"損失水頭を"},{"$f":"IF(OR($B$15<>\"設定する\",$C$15=\"\"),\"\",$C$15/100+1)","v":1.1000000000000001},{"$f":"IF(OR($B$15<>\"設定する\",$C$15=\"\"),\"\",\"倍します。\")","v":"倍します。"}]
[]
[null,"■下のボタンを押すと、末端世帯の安全率（「末端4」シート）にも同じ設定を適用します。"]

{"sheet":"幹栓3","index":27,"n_rows":48,"n_cols":11,"rows_kept":48,"cut":false,"hidden":true,"merged":[[20,1,20,2],[21,1,21,2],[24,1,24,8],[25,1,25,2],[25,4,25,5],[25,7,25,8]]}
[]
[null,"＜幹栓3＞量水器の適正使用範囲-幹栓"]
[]
[null,"●量水器の適正使用範囲と同時使用水量との比較を記載しますか？"]
[]
[null,"＜記載しない場合＞"]
[null,"下表の「量水器の比較」欄のリストから「記載しない」を選択してください。"]
[null,"「単位」欄、「量水器口径」欄には何も入力しません。（入力してあっても問題ありません。）"]
[]
[null,"＜記載する場合＞"]
[null,"下表の「量水器の比較」欄のリストから「上限と下限を比較」または「上限のみ比較」を"]
[null,"選択してください。"]
[null,"「単位」欄のリストから、水量の単位を選択してください。"]
[null,"「量水器口径」欄のリストから、量水器の口径を選択してください。"]
[]
[null,"「比較結果」で、量水器口径が適当かどうかを確認してください。"]
[]
[null,"※「幹栓1 戸数と居住人数」の設定を先に行わないと、比較結果が正しく表示されません。"]
[]
[]
[null,"量水器の比較",null,"単位","量水器\n口径",null,null,null,null,null,"↓非表示にする"]
[null,"上限と下限を比較",null,"L/sec",50,null,null,null,null,null,"水理計算書の表紙"]
[null,{"$f":"IF($B$22<>\"\",\"\",\"※空白は「記載しない」として処理します。\")","v":""},null,null,null,null,null,null,null,null,{"$f":"IF(共通1!B13=\"作成しない\",共通1!B13,\"作成する\")","v":"作成する"}]
[]
[null,"比較結果",null,null,null,null,null,null,null,null,"量水器口径リスト"]
[null,"流量下限",null,"比較","同時使用水量",null,"比較","流量上限",null,null,{"$f":"IF(量水器!B5=\"\",\"\",量水器!B5)","v":13}]
[null,{"$f":"IF(OR($B$22<>\"上限と下限を比較\",$D$22=\"\",$E$22=\"\"),\"\",IF($D$22=\"L/sec\",VLOOKUP($E$22,量水器!$B$5:$J$27,6,FALSE),VLOOKUP($E$22,量水器!$B$5:$J$27,8,FALSE)))","v":0.35},{"$f":"IF(OR($B$22<>\"上限と下限を比較\",$D$22=\"\"),\"\",IF($D$22=\"L/sec\",\"L/sec\",\"L/min\"))","v":"L/sec"},{"$f":"IF(OR($B$22<>\"上限と下限を比較\",$D$22=\"\",$E$22=\"\"),\"\",IF(B27<E27,\"<\",IF(B27>E27,\">\",\"=\")))","v":"<"},{"$f":"IF(OR($B$22=\"記載しない\",$B$22=\"\",$D$22=\"\",$E$22=\"\"),\"\",IF($D$22=\"L/sec\",幹栓1!$B$20,幹栓1!$B$19))","v":1.67},{"$f":"IF(OR($B$22=\"記載しない\",$B$22=\"\",$D$22=\"\"),\"\",IF($D$22=\"L/sec\",\"L/sec\",\"L/min\"))","v":"L/sec"},{"$f":"IF(OR($B$22=\"記載しない\",$B$22=\"\",$D$22=\"\",$E$22=\"\"),\"\",IF(E27<H27,\"<\",IF(E27>H27,\">\",\"=\")))","v":"<"},{"$f":"IF(OR($B$22=\"記載しない\",$B$22=\"\",$D$22=\"\",$E$22=\"\"),\"\",IF($D$22=\"L/sec\",VLOOKUP($E$22,量水器!$B$5:$J$27,7,FALSE),VLOOKUP($E$22,量水器!$B$5:$J$27,9,FALSE)))","v":4.72},{"$f":"IF(OR($B$22=\"記載しない\",$B$22=\"\",$D$22=\"\"),\"\",IF($D$22=\"L/sec\",\"L/sec\",\"L/min\"))","v":"L/sec"},null,{"$f":"IF(量水器!B6=\"\",\"\",量水器!B6)","v":20}]
[null,null,null,null,null,null,null,null,null,null,{"$f":"IF(量水器!B7=\"\",\"\",量水器!B7)","v":25}]
[null,null,null,null,null,null,null,null,null,null,{"$f":"IF(量水器!B8=\"\",\"\",量水器!B8)","v":30}]
[null,null,null,null,null,null,null,null,null,null,{"$f":"IF(量水器!B9=\"\",\"\",量水器!B9)","v":40}]
[null,null,null,null,null,null,null,null,null,null,{"$f":"IF(量水器!B10=\"\",\"\",量水器!B10)","v":50}]
[null,null,null,null,null,null,null,null,null,null,{"$f":"IF(量水器!B11=\"\",\"\",量水器!B11)","v":75}]
[null,null,null,null,null,null,null,null,null,null,{"$f":"IF(量水器!B12=\"\",\"\",量水器!B12)","v":100}]
[null,null,null,null,null,null,null,null,null,null,{"$f":"IF(量水器!B13=\"\",\"\",量水器!B13)","v":150}]
[null,null,null,null,null,null,null,null,null,null,{"$f":"IF(量水器!B14=\"\",\"\",量水器!B14)","v":200}]
[null,null,null,null,null,null,null,null,null,null,{"$f":"IF(量水器!B15=\"\",\"\",量水器!B15)","v":250}]
[null,null,null,null,null,null,null,null,null,null,{"$f":"IF(量水器!B16=\"\",\"\",量水器!B16)","v":300}]
[null,null,null,null,null,null,null,null,null,null,{"$f":"IF(量水器!B17=\"\",\"\",量水器!B17)","v":350}]
[null,null,null,null,null,null,null,null,null,null,{"$f":"IF(量水器!B18=\"\",\"\",量水器!B18)","v":10}]
[null,null,null,null,null,null,null,null,null,null,{"$f":"IF(量水器!B19=\"\",\"\",量水器!B19)","v":16}]
[null,null,null,null,null,null,null,null,null,null,{"$f":"IF(量水器!B20=\"\",\"\",量水器!B20)","v":""}]
[null,null,null,null,null,null,null,null,null,null,{"$f":"IF(量水器!B21=\"\",\"\",量水器!B21)","v":""}]
[null,null,null,null,null,null,null,null,null,null,{"$f":"IF(量水器!B22=\"\",\"\",量水器!B22)","v":""}]
[null,null,null,null,null,null,null,null,null,null,{"$f":"IF(量水器!B23=\"\",\"\",量水器!B23)","v":""}]
[null,null,null,null,null,null,null,null,null,null,{"$f":"IF(量水器!B24=\"\",\"\",量水器!B24)","v":""}]
[null,null,null,null,null,null,null,null,null,null,{"$f":"IF(量水器!B25=\"\",\"\",量水器!B25)","v":""}]
[null,null,null,null,null,null,null,null,null,null,{"$f":"IF(量水器!B26=\"\",\"\",量水器!B26)","v":""}]
[null,null,null,null,null,null,null,null,null,null,{"$f":"IF(量水器!B27=\"\",\"\",量水器!B27)","v":""}]

{"sheet":"幹栓4","index":28,"n_rows":18,"n_cols":4,"rows_kept":18,"cut":false,"hidden":true,"merged":[]}
[]
[null,"＜幹栓4＞流速-幹栓"]
[]
[null,"●流速の比較を記載しますか？"]
[]
[null,"＜記載しない場合＞"]
[null,"下表の「流速の比較」欄のリストから「記載しない」を選択してください。"]
[null,"「数値」欄には何も入力しません。（入力してあっても問題ありません。）"]
[]
[null,"＜記載する場合＞"]
[null,"下表の「流速の比較」欄のリストから「記載する」を選択してください。"]
[null,"「数値」欄には、比較の基準となる流速を入力してください。"]
[]
[null,"流速の比較","数値","単位"]
[null,"記載する",2,"m/sec"]
[null,{"$f":"IF($B$15<>\"\",\"\",\"※空白は「記載しない」として処理します。\")","v":""}]
[]
[null,"■下のボタンを押すと、末端世帯の流速（「末端6」シート）にも同じ設定を適用します。"]

{"sheet":"幹栓区間","index":29,"n_rows":65,"n_cols":70,"rows_kept":65,"cut":false,"hidden":true,"merged":[[64,1,64,2],[63,1,63,2],[8,1,8,2],[61,1,61,2],[62,1,62,2],[61,3,61,4],[8,63,9,63],[8,64,9,64],[8,65,9,65],[8,66,9,66],[0,10,0,13],[7,29,7,30],[8,3,8,4],[8,29,8,30],[8,62,9,62]]}
[null,null,null,null,null,null,null,null,null,null,"サンプル用データ入力ボタン"]
[null,"＜幹栓区間＞"]
[null,null,null,null,null,null,null,null,null,null,"データ4"]
[null,"●幹栓の区間データを入力してください。",null,null,null,null,null,null,null,null,"15区間まで入力がありますが、途中で空行があるため、"]
[null,null,null,null,null,null,null,null,null,null,"有効な区間数は10区間となります。"]
[null,"項目名にマウスカーソルを当てると簡易ヘルプが表示されます。",null,null,null,null,null,null,null,null,"各入力シートの設定を色々と変更し、"]
[null,"詳細な解説はWEB上の使用説明書をご確認ください。",null,null,null,null,null,null,null,null,"出来上がる水理計算書の違いを確認してみてください。",null,null,null,null,null,null,null,null,null,null,null,null,null,null,null,null,null,null,{"$f":"IF($AD$8<>\"\",\"\",\"※空白は「この項目を水理計算書に記載しない」として処理します。\")","v":""}]
[null,null,null,null,null,null,null,null,null,null,null,null,null,null,null,null,null,null,null,null,null,null,null,null,null,null,null,null,null,"この項目を水理計算書に記載しない",null,null,null,null,null,null,null,null,null,null,null,null,null,null,null,null,null,null,null,null,null,null,null,"↓非表示にする","↓非表示にする","↓非表示にする","↓非表示にする","↓非表示にする","↓非表示にする","↓非表示にする","↓非表示にする","↓非表示にする","↓非表示にする","↓非表示にする","↓非表示にする","↓非表示にする","↓非表示にする","↓非表示にする","↓非表示にする","↓非表示にする"]
[null,"末端世帯込み\n累計所要水頭",null,"幹栓\n累計所要水頭",null,"区間\n所要水頭","流速","流量","区関数","区間名",{"$f":"IF(幹栓1!$B$15=\"居住人数\",\"居住人数\",\"戸数\")","v":"戸数"},"口径","管延長","立上り",{"$f":"IF(直管換算!C3=\"\",\"\",直管換算!C3)","v":"分水栓"},{"$f":"IF(直管換算!D3=\"\",\"\",直管換算!D3)","v":"量水器"},{"$f":"IF(直管換算!E3=\"\",\"\",直管換算!E3)","v":"水栓"},{"$f":"IF(直管換算!F3=\"\",\"\",直管換算!F3)","v":"ポール\nタップ\n定水位弁"},{"$f":"IF(直管換算!G3=\"\",\"\",直管換算!G3)","v":"ゲート\nバルブ"},{"$f":"IF(直管換算!H3=\"\",\"\",直管換算!H3)","v":"グローブ\nバルブ"},{"$f":"IF(直管換算!I3=\"\",\"\",直管換算!I3)","v":"ボール\n止水栓"},{"$f":"IF(直管換算!J3=\"\",\"\",直管換算!J3)","v":"逆止弁"},{"$f":"IF(直管換算!K3=\"\",\"\",直管換算!K3)","v":"曲半径小\n90度曲管"},{"$f":"IF(直管換算!L3=\"\",\"\",直管換算!L3)","v":"曲半径小\n45度曲管"},{"$f":"IF(直管換算!M3=\"\",\"\",直管換算!M3)","v":"曲半径大\n90度曲管"},{"$f":"IF(直管換算!N3=\"\",\"\",直管換算!N3)","v":"曲半径大\n45度曲管"},{"$f":"IF(直管換算!O3=\"\",\"\",直管換算!O3)","v":"架橋ポリ\nチーズ\nエルボ"},{"$f":"IF(直管換算!P3=\"\",\"\",直管換算!P3)","v":""},{"$f":"IF(直管換算!Q3=\"\",\"\",直管換算!Q3)","v":""},"給水用具の損失水頭",null,"計算内径","計算式","動水勾配","損失水頭","安全率\n込み\n損失水頭",{"$f":"IF(直管換算!C3=\"\",\"\",直管換算!C3)","v":"分水栓"},{"$f":"IF(直管換算!D3=\"\",\"\",直管換算!D3)","v":"量水器"},{"$f":"IF(直管換算!E3=\"\",\"\",直管換算!E3)","v":"水栓"},{"$f":"IF(直管換算!F3=\"\",\"\",直管換算!F3)","v":"ポール\nタップ\n定水位弁"},{"$f":"IF(直管換算!G3=\"\",\"\",直管換算!G3)","v":"ゲート\nバルブ"},{"$f":"IF(直管換算!H3=\"\",\"\",直管換算!H3)","v":"グローブ\nバルブ"},{"$f":"IF(直管換算!I3=\"\",\"\",直管換算!I3)","v":"ボール\n止水栓"},{"$f":"IF(直管換算!J3=\"\",\"\",直管換算!J3)","v":"逆止弁"},{"$f":"IF(直管換算!K3=\"\",\"\",直管換算!K3)","v":"曲半径小\n90度曲管"},{"$f":"IF(直管換算!L3=\"\",\"\",直管換算!L3)","v":"曲半径小\n45度曲管"},{"$f":"IF(直管換算!M3=\"\",\"\",直管換算!M3)","v":"曲半径大\n90度曲管"},{"$f":"IF(直管換算!N3=\"\",\"\",直管換算!N3)","v":"曲半径大\n45度曲管"},{"$f":"IF(直管換算!O3=\"\",\"\",直管換算!O3)","v":"架橋ポリ\nチーズ\nエルボ"},{"$f":"IF(直管換算!P3=\"\",\"\",直管換算!P3)","v":""},{"$f":"IF(直管換算!Q3=\"\",\"\",直管換算!Q3)","v":""},"直管\n換算長計",null,"区関数\n確認","W流速","W動水勾配","H流速","H動水勾配","口径リスト","流速の比較","配水管\nの水圧","給水用具の所要水頭","戸数\n1～9","戸数\n10～599","居住人数\n1～30","居住人数\n31～200","居住人数\n201～2000","末端世帯\nの水圧\n(直接入力)","末端世帯\nの水圧\n(水頭計算)","サンプルデータ番号"]
[null,"MPa","m","MPa","m","m","m/sec","L/sec",{"$f":"BB10","v":10},null,{"$f":"IF(幹栓1!$B$15=\"居住人数\",\"人\",\"戸\")","v":"戸"},"mm","m","m","個","個","個","個","個","個","個","個","個","個","個","個","個","個","個","m","備考","mm","W/H","‰","m",{"$f":"IF(幹栓2!$B$15=\"設定する\",幹栓2!$C$17,1)","v":1.1000000000000001},"m","m","m","m","m","m","m","m","m","m","m","m","m","m","m","m",null,{"$f":"MATCH(\"空\",BB11:BB61,0)-1","v":10},"m/sec","0/00","m/sec","0/00",{"$f":"IF(内径設定!B4=\"\",\"\",内径設定!B4)","v":13},{"$f":"IF(OR(幹栓4!$B$15=\"\",幹栓4!$B$15=\"記載しない\"),\"記載しない\",\"記載する\")","v":"記載する"},{"$f":"IF(OR(共通3!$B$9=\"\",共通3!$B$9=\"圧力（MPa）\"),\"MPa\",\"m\")","v":"MPa"},{"$f":"IF(末端3!$B$29=\"\",\"考慮しない\",末端3!$B$29)","v":"区間計算後に比較"},null,null,null,null,null,{"$f":"IF(共通4!$C$38=\"水頭（m）\",\"m\",\"MPa\")","v":"m"},"MPa",4]
[null,{"$f":"IF(OR($D$62=\"考慮しない\",D11=\"\",$BI$10=\"m\"),\"\",D11+$D$65)","v":9.5000000000000001E-2},{"$f":"IF(OR($D$62=\"考慮しない\",E11=\"\",$BI$10=\"MPa\"),\"\",E11+$D$65)","v":""},{"$f":"IF(E11=\"\",\"\",ROUND(E11*0.00980665,3))","v":1E-3},{"$f":"IF(OR(K11=\"\",L11=\"\"),\"\",F11)","v":0.06},{"$f":"IF(OR(K11=\"\",L11=\"\"),\"\",IF($AD$8=\"この項目を水理計算書に記載する\",AJ11+ROUND(N11,2)+ROUND(AD11,2),AJ11+ROUND(N11,2)))","v":0.06},{"$f":"IF(OR(K11=\"\",L11=\"\"),\"\",IF(AG11=\"W\",ROUND(BC11,2),ROUND(BE11,2)))","v":0.7},{"$f":"IF(OR(K11=\"\",L11=\"\"),\"\",IF(AND($K$9=\"戸数\",K11>=1,K11<=9),BK11,IF(AND($K$9=\"戸数\",K11>=10,K11<=599),BL11,IF(AND($K$9=\"居住人数\",K11>=1,K11<=30),BM11,IF(AND($K$9=\"居住人数\",K11>=31,K11<=200),BN11,IF(AND($K$9=\"居住人数\",K11>=201,K11<=2000),BO11,\"NG\"))))))","v":0.88},1,"A-B",2,40,2,0,1,0,0,0,0,0,0,0,0,0,0,0,null,null,null,0.3,"給水用具の損失水頭",{"$f":"IF(L11=\"\",\"\",VLOOKUP(L11,内径設定!$B$4:$C$26,2,FALSE))","v":40},{"$f":"IF(AF11=\"\",\"\",IF(OR(AND(AF11>計算公式!$B$9,計算公式!$D$9=\"超\"),AND(AF11>=計算公式!$B$9,計算公式!$D$9=\"以上\")),\"H\",\"W\"))","v":"W"},{"$f":"IF(OR(K11=\"\",L11=\"\"),\"\",IF(AG11=\"W\",ROUNDUP(BD11,0),ROUNDUP(BF11,0)))","v":18},{"$f":"IF(OR(K11=\"\",L11=\"\"),\"\",(M11+AZ11)*AH11/1000)","v":5.3999999999999999E-2},{"$f":"IF(OR(K11=\"\",L11=\"\"),\"\",ROUND(AI11*$AJ$10,2))","v":0.06},{"$f":"IF(OR(L11=\"\",O11=\"\"),\"\",ROUND(VLOOKUP(L11,直管換算!$B$4:$Q$26,2,FALSE)*O11,2))","v":1},{"$f":"IF(OR(L11=\"\",P11=\"\"),\"\",ROUND(VLOOKUP(L11,直管換算!$B$4:$Q$26,3,FALSE)*P11,2))","v":0},{"$f":"IF(OR(L11=\"\",Q11=\"\"),\"\",ROUND(VLOOKUP(L11,直管換算!$B$4:$Q$26,4,FALSE)*Q11,2))","v":0},{"$f":"IF(OR(L11=\"\",R11=\"\"),\"\",ROUND(VLOOKUP(L11,直管換算!$B$4:$Q$26,5,FALSE)*R11,2))","v":0},{"$f":"IF(OR(L11=\"\",S11=\"\"),\"\",ROUND(VLOOKUP(L11,直管換算!$B$4:$Q$26,6,FALSE)*S11,2))","v":0},{"$f":"IF(OR(L11=\"\",T11=\"\"),\"\",ROUND(VLOOKUP(L11,直管換算!$B$4:$Q$26,7,FALSE)*T11,2))","v":0},{"$f":"IF(OR(L11=\"\",U11=\"\"),\"\",ROUND(VLOOKUP(L11,直管換算!$B$4:$Q$26,8,FALSE)*U11,2))","v":0},{"$f":"IF(OR(L11=\"\",V11=\"\"),\"\",ROUND(VLOOKUP(L11,直管換算!$B$4:$Q$26,9,FALSE)*V11,2))","v":0},{"$f":"IF(OR(L11=\"\",W11=\"\"),\"\",ROUND(VLOOKUP(L11,直管換算!$B$4:$Q$26,10,FALSE)*W11,2))","v":0},{"$f":"IF(OR(L11=\"\",X11=\"\"),\"\",ROUND(VLOOKUP(L11,直管換算!$B$4:$Q$26,11,FALSE)*X11,2))","v":0},{"$f":"IF(OR(L11=\"\",Y11=\"\"),\"\",ROUND(VLOOKUP(L11,直管換算!$B$4:$Q$26,12,FALSE)*Y11,2))","v":0},{"$f":"IF(OR(L11=\"\",Z11=\"\"),\"\",ROUND(VLOOKUP(L11,直管換算!$B$4:$Q$26,13,FALSE)*Z11,2))","v":0},{"$f":"IF(OR(L11=\"\",AA11=\"\"),\"\",ROUND(VLOOKUP(L11,直管換算!$B$4:$Q$26,14,FALSE)*AA11,2))","v":""},{"$f":"IF(OR(L11=\"\",AB11=\"\"),\"\",ROUND(VLOOKUP(L11,直管換算!$B$4:$Q$26,15,FALSE)*AB11,2))","v":""},{"$f":"IF(OR(L11=\"\",AC11=\"\"),\"\",ROUND(VLOOKUP(L11,直管換算!$B$4:$Q$26,16,FALSE)*AC11,2))","v":""},{"$f":"IF(L11=\"\",\"\",SUM(AK11:AY11))","v":1},null,{"$f":"IF(D11=\"\",\"空\",I11)","v":1},{"$f":"IF(OR(K11=\"\",L11=\"\"),\"\",(4*H11/1000)/(PI()*POWER(AF11/1000,2)))","v":0.70028174960433953},{"$f":"IF(OR(K11=\"\",L11=\"\"),\"\",(0.0126+(0.01739-0.1087*AF11/1000)/SQRT(BC11))/(AF11/1000)*POWER(BC11,2)/(2*9.8)*1000)","v":17.629830526413006},{"$f":"IF(OR(K11=\"\",L11=\"\"),\"\",0.35464*計算公式!$B$14*POWER(AF11/1000,0.63)*POWER(BF11/1000,0.54))","v":0.70802271317091581},{"$f":"IF(OR(K11=\"\",L11=\"\"),\"\",10.666*POWER(計算公式!$B$14,-1.85)*POWER(AF11/1000,-4.87)*POWER(H11/1000,1.85)*1000)","v":30.427226336718569},{"$f":"IF(内径設定!B5=\"\",\"\",内径設定!B5)","v":20},"数値","数値","数値",{"$f":"ROUND(42*POWER(K11,0.33)/60,2)","v":0.88},{"$f":"ROUND(19*POWER(K11,0.67)/60,2)","v":0.5},{"$f":"ROUND(26*POWER(K11,0.36)/60,2)","v":0.56000000000000005},{"$f":"ROUND(13*POWER(K11,0.56)/60,2)","v":0.32},{"$f":"ROUND(6.9*POWER(K11,0.67)/60,2)","v":0.18},"数値",{"$f":"IF(末端区間!$F$10=0,0,OFFSET(末端区間!$B$10,末端区間!$F$10,0))","v":6.4000000000000001E-2}]
[null,{"$f":"IF(OR($D$62=\"考慮しない\",D12=\"\",$BI$10=\"m\"),\"\",D12+$D$65)","v":0.10100000000000001},{"$f":"IF(OR($D$62=\"考慮しない\",E12=\"\",$BI$10=\"MPa\"),\"\",E12+$D$65)","v":""},7.0000000000000001E-3,{"$f":"IF(OR(K12=\"\",L12=\"\",E11=\"\"),\"\",E11+F12)","v":0.74},0.68,{"$f":"IF(OR(K12=\"\",L12=\"\"),\"\",IF(AG12=\"W\",ROUND(BC12,2),ROUND(BE12,2)))","v":0.8},{"$f":"IF(OR(K12=\"\",L12=\"\"),\"\",IF(AND($K$9=\"戸数\",K12>=1,K12<=9),BK12,IF(AND($K$9=\"戸数\",K12>=10,K12<=599),BL12,IF(AND($K$9=\"居住人数\",K12>=1,K12<=30),BM12,IF(AND($K$9=\"居住人数\",K12>=31,K12<=200),BN12,IF(AND($K$9=\"居住人数\",K12>=201,K12<=2000),BO12,\"NG\"))))))","v":1.01},2,"B-C",3,40,1,0,0,1,0,0,0,0,0,0,0,0,0,0,null,null,null,null,null,{"$f":"IF(L12=\"\",\"\",VLOOKUP(L12,内径設定!$B$4:$C$26,2,FALSE))","v":40},{"$f":"IF(AF12=\"\",\"\",IF(OR(AND(AF12>計算公式!$B$9,計算公式!$D$9=\"超\"),AND(AF12>=計算公式!$B$9,計算公式!$D$9=\"以上\")),\"H\",\"W\"))","v":"W"},23,0.621,0.68,{"$f":"IF(OR(L12=\"\",O12=\"\"),\"\",ROUND(VLOOKUP(L12,直管換算!$B$4:$Q$26,2,FALSE)*O12,2))","v":0},{"$f":"IF(OR(L12=\"\",P12=\"\"),\"\",ROUND(VLOOKUP(L12,直管換算!$B$4:$Q$26,3,FALSE)*P12,2))","v":26},{"$f":"IF(OR(L12=\"\",Q12=\"\"),\"\",ROUND(VLOOKUP(L12,直管換算!$B$4:$Q$26,4,FALSE)*Q12,2))","v":0},{"$f":"IF(OR(L12=\"\",R12=\"\"),\"\",ROUND(VLOOKUP(L12,直管換算!$B$4:$Q$26,5,FALSE)*R12,2))","v":0},{"$f":"IF(OR(L12=\"\",S12=\"\"),\"\",ROUND(VLOOKUP(L12,直管換算!$B$4:$Q$26,6,FALSE)*S12,2))","v":0},{"$f":"IF(OR(L12=\"\",T12=\"\"),\"\",ROUND(VLOOKUP(L12,直管換算!$B$4:$Q$26,7,FALSE)*T12,2))","v":0},{"$f":"IF(OR(L12=\"\",U12=\"\"),\"\",ROUND(VLOOKUP(L12,直管換算!$B$4:$Q$26,8,FALSE)*U12,2))","v":0},{"$f":"IF(OR(L12=\"\",V12=\"\"),\"\",ROUND(VLOOKUP(L12,直管換算!$B$4:$Q$26,9,FALSE)*V12,2))","v":0},{"$f":"IF(OR(L12=\"\",W12=\"\"),\"\",ROUND(VLOOKUP(L12,直管換算!$B$4:$Q$26,10,FALSE)*W12,2))","v":0},{"$f":"IF(OR(L12=\"\",X12=\"\"),\"\",ROUND(VLOOKUP(L12,直管換算!$B$4:$Q$26,11,FALSE)*X12,2))","v":0},{"$f":"IF(OR(L12=\"\",Y12=\"\"),\"\",ROUND(VLOOKUP(L12,直管換算!$B$4:$Q$26,12,FALSE)*Y12,2))","v":0},{"$f":"IF(OR(L12=\"\",Z12=\"\"),\"\",ROUND(VLOOKUP(L12,直管換算!$B$4:$Q$26,13,FALSE)*Z12,2))","v":0},{"$f":"IF(OR(L12=\"\",AA12=\"\"),\"\",ROUND(VLOOKUP(L12,直管換算!$B$4:$Q$26,14,FALSE)*AA12,2))","v":""},{"$f":"IF(OR(L12=\"\",AB12=\"\"),\"\",ROUND(VLOOKUP(L12,直管換算!$B$4:$Q$26,15,FALSE)*AB12,2))","v":""},{"$f":"IF(OR(L12=\"\",AC12=\"\"),\"\",ROUND(VLOOKUP(L12,直管換算!$B$4:$Q$26,16,FALSE)*AC12,2))","v":""},26,null,2,{"$f":"IF(OR(K12=\"\",L12=\"\"),\"\",(4*H12/1000)/(PI()*POWER(AF12/1000,2)))","v":0.8037324626140715},22.368498815126763,{"$f":"IF(OR(K12=\"\",L12=\"\"),\"\",0.35464*計算公式!$B$14*POWER(AF12/1000,0.63)*POWER(BF12/1000,0.54))","v":0.81250501995398738},{"$f":"IF(OR(K12=\"\",L12=\"\"),\"\",10.666*POWER(計算公式!$B$14,-1.85)*POWER(AF12/1000,-4.87)*POWER(H12/1000,1.85)*1000)","v":39.261235582829997},{"$f":"IF(内径設定!B6=\"\",\"\",内径設定!B6)","v":25},{"$f":"IF(OR(幹栓4!$B$15=\"\",幹栓4!$B$15=\"記載しない\"),\"\",幹栓4!$C$15)","v":2},{"$f":"共通3!$C$9","v":0.19600000000000001},{"$f":"末端3!$C$29","v":0.03},{"$f":"ROUND(42*POWER(K12,0.33)/60,2)","v":1.01},{"$f":"ROUND(19*POWER(K12,0.67)/60,2)","v":0.66},{"$f":"ROUND(26*POWER(K12,0.36)/60,2)","v":0.64},{"$f":"ROUND(13*POWER(K12,0.56)/60,2)","v":0.4},{"$f":"ROUND(6.9*POWER(K12,0.67)/60,2)","v":0.24},{"$f":"共通4!$B$38","v":7},"m"]
[null,0.10299999999999999,"",8.9999999999999993E-3,0.95,0.21,0.88,1.1100000000000001,3,"C-D",4,40,7,0,0,0,1,0,0,0,0,0,0,0,0,0,null,null,null,null,null,{"$f":"IF(L13=\"\",\"\",VLOOKUP(L13,内径設定!$B$4:$C$26,2,FALSE))","v":40},{"$f":"IF(AF13=\"\",\"\",IF(OR(AND(AF13>計算公式!$B$9,計算公式!$D$9=\"超\"),AND(AF13>=計算公式!$B$9,計算公式!$D$9=\"以上\")),\"H\",\"W\"))","v":"W"},27,0.189,0.21,{"$f":"IF(OR(L13=\"\",O13=\"\"),\"\",ROUND(VLOOKUP(L13,直管換算!$B$4:$Q$26,2,FALSE)*O13,2))","v":0},{"$f":"IF(OR(L13=\"\",P13=\"\"),\"\",ROUND(VLOOKUP(L13,直管換算!$B$4:$Q$26,3,FALSE)*P13,2))","v":0},{"$f":"IF(OR(L13=\"\",Q13=\"\"),\"\",ROUND(VLOOKUP(L13,直管換算!$B$4:$Q$26,4,FALSE)*Q13,2))","v":0},{"$f":"IF(OR(L13=\"\",R13=\"\"),\"\",ROUND(VLOOKUP(L13,直管換算!$B$4:$Q$26,5,FALSE)*R13,2))","v":0},{"$f":"IF(OR(L13=\"\",S13=\"\"),\"\",ROUND(VLOOKUP(L13,直管換算!$B$4:$Q$26,6,FALSE)*S13,2))","v":0},{"$f":"IF(OR(L13=\"\",T13=\"\"),\"\",ROUND(VLOOKUP(L13,直管換算!$B$4:$Q$26,7,FALSE)*T13,2))","v":0},{"$f":"IF(OR(L13=\"\",U13=\"\"),\"\",ROUND(VLOOKUP(L13,直管換算!$B$4:$Q$26,8,FALSE)*U13,2))","v":0},{"$f":"IF(OR(L13=\"\",V13=\"\"),\"\",ROUND(VLOOKUP(L13,直管換算!$B$4:$Q$26,9,FALSE)*V13,2))","v":0},{"$f":"IF(OR(L13=\"\",W13=\"\"),\"\",ROUND(VLOOKUP(L13,直管換算!$B$4:$Q$26,10,FALSE)*W13,2))","v":0},{"$f":"IF(OR(L13=\"\",X13=\"\"),\"\",ROUND(VLOOKUP(L13,直管換算!$B$4:$Q$26,11,FALSE)*X13,2))","v":0},{"$f":"IF(OR(L13=\"\",Y13=\"\"),\"\",ROUND(VLOOKUP(L13,直管換算!$B$4:$Q$26,12,FALSE)*Y13,2))","v":0},{"$f":"IF(OR(L13=\"\",Z13=\"\"),\"\",ROUND(VLOOKUP(L13,直管換算!$B$4:$Q$26,13,FALSE)*Z13,2))","v":0},{"$f":"IF(OR(L13=\"\",AA13=\"\"),\"\",ROUND(VLOOKUP(L13,直管換算!$B$4:$Q$26,14,FALSE)*AA13,2))","v":""},{"$f":"IF(OR(L13=\"\",AB13=\"\"),\"\",ROUND(VLOOKUP(L13,直管換算!$B$4:$Q$26,15,FALSE)*AB13,2))","v":""},{"$f":"IF(OR(L13=\"\",AC13=\"\"),\"\",ROUND(VLOOKUP(L13,直管換算!$B$4:$Q$26,16,FALSE)*AC13,2))","v":""},0,null,3,0.88330993416001924,26.349645436917861,{"$f":"IF(OR(K13=\"\",L13=\"\"),\"\",0.35464*計算公式!$B$14*POWER(AF13/1000,0.63)*POWER(BF13/1000,0.54))","v":0.89286676228501904},{"$f":"IF(OR(K13=\"\",L13=\"\"),\"\",10.666*POWER(計算公式!$B$14,-1.85)*POWER(AF13/1000,-4.87)*POWER(H13/1000,1.85)*1000)","v":46.75380189679111},{"$f":"IF(内径設定!B7=\"\",\"\",内径設定!B7)","v":30},null,null,null,1.1100000000000001,0.8,0.71,0.47,0.28999999999999998,"末配比較",{"$f":"IF(末端区間!$F$10=0,0,OFFSET(末端区間!$C$10,末端区間!$F$10,0))","v":6.5400000000000009}]
[null,0.108,"",1.4E-2,1.43,0.48,0.95,1.19,4,"D-E",5,40,1,0,0,0,0,1,0,0,0,0,0,0,0,0,null,null,null,null,null,{"$f":"IF(L14=\"\",\"\",VLOOKUP(L14,内径設定!$B$4:$C$26,2,FALSE))","v":40},{"$f":"IF(AF14=\"\",\"\",IF(OR(AND(AF14>計算公式!$B$9,計算公式!$D$9=\"超\"),AND(AF14>=計算公式!$B$9,計算公式!$D$9=\"以上\")),\"H\",\"W\"))","v":"W"},30,0.435,0.48,{"$f":"IF(OR(L14=\"\",O14=\"\"),\"\",ROUND(VLOOKUP(L14,直管換算!$B$4:$Q$26,2,FALSE)*O14,2))","v":0},{"$f":"IF(OR(L14=\"\",P14=\"\"),\"\",ROUND(VLOOKUP(L14,直管換算!$B$4:$Q$26,3,FALSE)*P14,2))","v":0},{"$f":"IF(OR(L14=\"\",Q14=\"\"),\"\",ROUND(VLOOKUP(L14,直管換算!$B$4:$Q$26,4,FALSE)*Q14,2))","v":0},{"$f":"IF(OR(L14=\"\",R14=\"\"),\"\",ROUND(VLOOKUP(L14,直管換算!$B$4:$Q$26,5,FALSE)*R14,2))","v":13.5},{"$f":"IF(OR(L14=\"\",S14=\"\"),\"\",ROUND(VLOOKUP(L14,直管換算!$B$4:$Q$26,6,FALSE)*S14,2))","v":0},{"$f":"IF(OR(L14=\"\",T14=\"\"),\"\",ROUND(VLOOKUP(L14,直管換算!$B$4:$Q$26,7,FALSE)*T14,2))","v":0},{"$f":"IF(OR(L14=\"\",U14=\"\"),\"\",ROUND(VLOOKUP(L14,直管換算!$B$4:$Q$26,8,FALSE)*U14,2))","v":0},{"$f":"IF(OR(L14=\"\",V14=\"\"),\"\",ROUND(VLOOKUP(L14,直管換算!$B$4:$Q$26,9,FALSE)*V14,2))","v":0},{"$f":"IF(OR(L14=\"\",W14=\"\"),\"\",ROUND(VLOOKUP(L14,直管換算!$B$4:$Q$26,10,FALSE)*W14,2))","v":0},{"$f":"IF(OR(L14=\"\",X14=\"\"),\"\",ROUND(VLOOKUP(L14,直管換算!$B$4:$Q$26,11,FALSE)*X14,2))","v":0},{"$f":"IF(OR(L14=\"\",Y14=\"\"),\"\",ROUND(VLOOKUP(L14,直管換算!$B$4:$Q$26,12,FALSE)*Y14,2))","v":0},{"$f":"IF(OR(L14=\"\",Z14=\"\"),\"\",ROUND(VLOOKUP(L14,直管換算!$B$4:$Q$26,13,FALSE)*Z14,2))","v":0},{"$f":"IF(OR(L14=\"\",AA14=\"\"),\"\",ROUND(VLOOKUP(L14,直管換算!$B$4:$Q$26,14,FALSE)*AA14,2))","v":""},{"$f":"IF(OR(L14=\"\",AB14=\"\"),\"\",ROUND(VLOOKUP(L14,直管換算!$B$4:$Q$26,15,FALSE)*AB14,2))","v":""},{"$f":"IF(OR(L14=\"\",AC14=\"\"),\"\",ROUND(VLOOKUP(L14,直管換算!$B$4:$Q$26,16,FALSE)*AC14,2))","v":""},13.5,null,4,0.94697191139677717,29.741851156611407,{"$f":"IF(OR(K14=\"\",L14=\"\"),\"\",0.35464*計算公式!$B$14*POWER(AF14/1000,0.63)*POWER(BF14/1000,0.54))","v":0.95715090632695921},{"$f":"IF(OR(K14=\"\",L14=\"\"),\"\",10.666*POWER(計算公式!$B$14,-1.85)*POWER(AF14/1000,-4.87)*POWER(H14/1000,1.85)*1000)","v":53.177914344552327},{"$f":"IF(内径設定!B8=\"\",\"\",内径設定!B8)","v":40},null,null,null,1.19,0.93,0.77,0.53,0.34,{"$f":"IF(BP10=BI10,\"同\",IF(BP10=\"m\",\"末m配MPa\",\"末MPa配m\"))","v":"末m配MPa"}]
[null,0.109,"",1.4999999999999999E-2,1.51,0.08,1,1.26,5,"E-F",6,40,2,0,0,0,0,0,1,0,0,0,0,0,0,0,null,null,null,null,null,{"$f":"IF(L15=\"\",\"\",VLOOKUP(L15,内径設定!$B$4:$C$26,2,FALSE))","v":40},{"$f":"IF(AF15=\"\",\"\",IF(OR(AND(AF15>計算公式!$B$9,計算公式!$D$9=\"超\"),AND(AF15>=計算公式!$B$9,計算公式!$D$9=\"以上\")),\"H\",\"W\"))","v":"W"},33,7.5899999999999995E-2,0.08,{"$f":"IF(OR(L15=\"\",O15=\"\"),\"\",ROUND(VLOOKUP(L15,直管換算!$B$4:$Q$26,2,FALSE)*O15,2))","v":0},{"$f":"IF(OR(L15=\"\",P15=\"\"),\"\",ROUND(VLOOKUP(L15,直管換算!$B$4:$Q$26,3,FALSE)*P15,2))","v":0},{"$f":"IF(OR(L15=\"\",Q15=\"\"),\"\",ROUND(VLOOKUP(L15,直管換算!$B$4:$Q$26,4,FALSE)*Q15,2))","v":0},{"$f":"IF(OR(L15=\"\",R15=\"\"),\"\",ROUND(VLOOKUP(L15,直管換算!$B$4:$Q$26,5,FALSE)*R15,2))","v":0},{"$f":"IF(OR(L15=\"\",S15=\"\"),\"\",ROUND(VLOOKUP(L15,直管換算!$B$4:$Q$26,6,FALSE)*S15,2))","v":0.3},{"$f":"IF(OR(L15=\"\",T15=\"\"),\"\",ROUND(VLOOKUP(L15,直管換算!$B$4:$Q$26,7,FALSE)*T15,2))","v":0},{"$f":"IF(OR(L15=\"\",U15=\"\"),\"\",ROUND(VLOOKUP(L15,直管換算!$B$4:$Q$26,8,FALSE)*U15,2))","v":0},{"$f":"IF(OR(L15=\"\",V15=\"\"),\"\",ROUND(VLOOKUP(L15,直管換算!$B$4:$Q$26,9,FALSE)*V15,2))","v":0},{"$f":"IF(OR(L15=\"\",W15=\"\"),\"\",ROUND(VLOOKUP(L15,直管換算!$B$4:$Q$26,10,FALSE)*W15,2))","v":0},{"$f":"IF(OR(L15=\"\",X15=\"\"),\"\",ROUND(VLOOKUP(L15,直管換算!$B$4:$Q$26,11,FALSE)*X15,2))","v":0},{"$f":"IF(OR(L15=\"\",Y15=\"\"),\"\",ROUND(VLOOKUP(L15,直管換算!$B$4:$Q$26,12,FALSE)*Y15,2))","v":0},{"$f":"IF(OR(L15=\"\",Z15=\"\"),\"\",ROUND(VLOOKUP(L15,直管換算!$B$4:$Q$26,13,FALSE)*Z15,2))","v":0},{"$f":"IF(OR(L15=\"\",AA15=\"\"),\"\",ROUND(VLOOKUP(L15,直管換算!$B$4:$Q$26,14,FALSE)*AA15,2))","v":""},{"$f":"IF(OR(L15=\"\",AB15=\"\"),\"\",ROUND(VLOOKUP(L15,直管換算!$B$4:$Q$26,15,FALSE)*AB15,2))","v":""},{"$f":"IF(OR(L15=\"\",AC15=\"\"),\"\",ROUND(VLOOKUP(L15,直管換算!$B$4:$Q$26,16,FALSE)*AC15,2))","v":""},0.3,null,5,1.0026761414789407,32.859588481505341,{"$f":"IF(OR(K15=\"\",L15=\"\"),\"\",0.35464*計算公式!$B$14*POWER(AF15/1000,0.63)*POWER(BF15/1000,0.54))","v":1.0133959750547969},{"$f":"IF(OR(K15=\"\",L15=\"\"),\"\",10.666*POWER(計算公式!$B$14,-1.85)*POWER(AF15/1000,-4.87)*POWER(H15/1000,1.85)*1000)","v":59.109179382733515},{"$f":"IF(内径設定!B9=\"\",\"\",内径設定!B9)","v":50},null,null,null,1.26,1.05,0.83,0.59,0.38]
[null,0.115,"",2.1000000000000001E-2,2.1,0.59,1.06,1.33,6,"F-G",7,40,1,0,null,null,null,null,null,1,null,null,null,null,null,null,null,null,null,null,null,{"$f":"IF(L16=\"\",\"\",VLOOKUP(L16,内径設定!$B$4:$C$26,2,FALSE))","v":40},{"$f":"IF(AF16=\"\",\"\",IF(OR(AND(AF16>計算公式!$B$9,計算公式!$D$9=\"超\"),AND(AF16>=計算公式!$B$9,計算公式!$D$9=\"以上\")),\"H\",\"W\"))","v":"W"},37,0.53649999999999998,0.59,{"$f":"IF(OR(L16=\"\",O16=\"\"),\"\",ROUND(VLOOKUP(L16,直管換算!$B$4:$Q$26,2,FALSE)*O16,2))","v":""},{"$f":"IF(OR(L16=\"\",P16=\"\"),\"\",ROUND(VLOOKUP(L16,直管換算!$B$4:$Q$26,3,FALSE)*P16,2))","v":""},{"$f":"IF(OR(L16=\"\",Q16=\"\"),\"\",ROUND(VLOOKUP(L16,直管換算!$B$4:$Q$26,4,FALSE)*Q16,2))","v":""},{"$f":"IF(OR(L16=\"\",R16=\"\"),\"\",ROUND(VLOOKUP(L16,直管換算!$B$4:$Q$26,5,FALSE)*R16,2))","v":""},{"$f":"IF(OR(L16=\"\",S16=\"\"),\"\",ROUND(VLOOKUP(L16,直管換算!$B$4:$Q$26,6,FALSE)*S16,2))","v":""},{"$f":"IF(OR(L16=\"\",T16=\"\"),\"\",ROUND(VLOOKUP(L16,直管換算!$B$4:$Q$26,7,FALSE)*T16,2))","v":13.5},{"$f":"IF(OR(L16=\"\",U16=\"\"),\"\",ROUND(VLOOKUP(L16,直管換算!$B$4:$Q$26,8,FALSE)*U16,2))","v":""},{"$f":"IF(OR(L16=\"\",V16=\"\"),\"\",ROUND(VLOOKUP(L16,直管換算!$B$4:$Q$26,9,FALSE)*V16,2))","v":""},{"$f":"IF(OR(L16=\"\",W16=\"\"),\"\",ROUND(VLOOKUP(L16,直管換算!$B$4:$Q$26,10,FALSE)*W16,2))","v":""},{"$f":"IF(OR(L16=\"\",X16=\"\"),\"\",ROUND(VLOOKUP(L16,直管換算!$B$4:$Q$26,11,FALSE)*X16,2))","v":""},{"$f":"IF(OR(L16=\"\",Y16=\"\"),\"\",ROUND(VLOOKUP(L16,直管換算!$B$4:$Q$26,12,FALSE)*Y16,2))","v":""},{"$f":"IF(OR(L16=\"\",Z16=\"\"),\"\",ROUND(VLOOKUP(L16,直管換算!$B$4:$Q$26,13,FALSE)*Z16,2))","v":""},{"$f":"IF(OR(L16=\"\",AA16=\"\"),\"\",ROUND(VLOOKUP(L16,直管換算!$B$4:$Q$26,14,FALSE)*AA16,2))","v":""},{"$f":"IF(OR(L16=\"\",AB16=\"\"),\"\",ROUND(VLOOKUP(L16,直管換算!$B$4:$Q$26,15,FALSE)*AB16,2))","v":""},{"$f":"IF(OR(L16=\"\",AC16=\"\"),\"\",ROUND(VLOOKUP(L16,直管換算!$B$4:$Q$26,16,FALSE)*AC16,2))","v":""},13.5,null,6,1.058380371561104,36.115733408406555,{"$f":"IF(OR(K16=\"\",L16=\"\"),\"\",0.35464*計算公式!$B$14*POWER(AF16/1000,0.63)*POWER(BF16/1000,0.54))","v":1.0696379175333186},{"$f":"IF(OR(K16=\"\",L16=\"\"),\"\",10.666*POWER(計算公式!$B$14,-1.85)*POWER(AF16/1000,-4.87)*POWER(H16/1000,1.85)*1000)","v":65.327337357207924},{"$f":"IF(内径設定!B10=\"\",\"\",内径設定!B10)","v":75},null,null,null,1.33,1.17,0.87,0.64,0.42]
[null,0.11799999999999999,"",2.4E-2,2.42,0.32,1.1100000000000001,1.39,7,"G-H",8,40,7,0,null,null,null,null,null,null,1,null,null,null,null,null,null,null,null,null,null,{"$f":"IF(L17=\"\",\"\",VLOOKUP(L17,内径設定!$B$4:$C$26,2,FALSE))","v":40},{"$f":"IF(AF17=\"\",\"\",IF(OR(AND(AF17>計算公式!$B$9,計算公式!$D$9=\"超\"),AND(AF17>=計算公式!$B$9,計算公式!$D$9=\"以上\")),\"H\",\"W\"))","v":"W"},40,0.29199999999999998,0.32,{"$f":"IF(OR(L17=\"\",O17=\"\"),\"\",ROUND(VLOOKUP(L17,直管換算!$B$4:$Q$26,2,FALSE)*O17,2))","v":""},{"$f":"IF(OR(L17=\"\",P17=\"\"),\"\",ROUND(VLOOKUP(L17,直管換算!$B$4:$Q$26,3,FALSE)*P17,2))","v":""},{"$f":"IF(OR(L17=\"\",Q17=\"\"),\"\",ROUND(VLOOKUP(L17,直管換算!$B$4:$Q$26,4,FALSE)*Q17,2))","v":""},{"$f":"IF(OR(L17=\"\",R17=\"\"),\"\",ROUND(VLOOKUP(L17,直管換算!$B$4:$Q$26,5,FALSE)*R17,2))","v":""},{"$f":"IF(OR(L17=\"\",S17=\"\"),\"\",ROUND(VLOOKUP(L17,直管換算!$B$4:$Q$26,6,FALSE)*S17,2))","v":""},{"$f":"IF(OR(L17=\"\",T17=\"\"),\"\",ROUND(VLOOKUP(L17,直管換算!$B$4:$Q$26,7,FALSE)*T17,2))","v":""},{"$f":"IF(OR(L17=\"\",U17=\"\"),\"\",ROUND(VLOOKUP(L17,直管換算!$B$4:$Q$26,8,FALSE)*U17,2))","v":0.3},{"$f":"IF(OR(L17=\"\",V17=\"\"),\"\",ROUND(VLOOKUP(L17,直管換算!$B$4:$Q$26,9,FALSE)*V17,2))","v":""},{"$f":"IF(OR(L17=\"\",W17=\"\"),\"\",ROUND(VLOOKUP(L17,直管換算!$B$4:$Q$26,10,FALSE)*W17,2))","v":""},{"$f":"IF(OR(L17=\"\",X17=\"\"),\"\",ROUND(VLOOKUP(L17,直管換算!$B$4:$Q$26,11,FALSE)*X17,2))","v":""},{"$f":"IF(OR(L17=\"\",Y17=\"\"),\"\",ROUND(VLOOKUP(L17,直管換算!$B$4:$Q$26,12,FALSE)*Y17,2))","v":""},{"$f":"IF(OR(L17=\"\",Z17=\"\"),\"\",ROUND(VLOOKUP(L17,直管換算!$B$4:$Q$26,13,FALSE)*Z17,2))","v":""},{"$f":"IF(OR(L17=\"\",AA17=\"\"),\"\",ROUND(VLOOKUP(L17,直管換算!$B$4:$Q$26,14,FALSE)*AA17,2))","v":""},{"$f":"IF(OR(L17=\"\",AB17=\"\"),\"\",ROUND(VLOOKUP(L17,直管換算!$B$4:$Q$26,15,FALSE)*AB17,2))","v":""},{"$f":"IF(OR(L17=\"\",AC17=\"\"),\"\",ROUND(VLOOKUP(L17,直管換算!$B$4:$Q$26,16,FALSE)*AC17,2))","v":""},0.3,null,7,1.1061268544886727,39.016091374883061,{"$f":"IF(OR(K17=\"\",L17=\"\"),\"\",0.35464*計算公式!$B$14*POWER(AF17/1000,0.63)*POWER(BF17/1000,0.54))","v":1.1178429339880631},{"$f":"IF(OR(K17=\"\",L17=\"\"),\"\",10.666*POWER(計算公式!$B$14,-1.85)*POWER(AF17/1000,-4.87)*POWER(H17/1000,1.85)*1000)","v":70.88376907267147},{"$f":"IF(内径設定!B11=\"\",\"\",内径設定!B11)","v":100},null,null,null,1.39,1.28,0.92,0.69,0.46]
[null,0.123,"",2.9000000000000001E-2,2.92,0.5,1.1499999999999999,1.45,8,"H-I",9,40,1,0,null,null,null,null,null,null,null,1,null,null,null,null,null,null,null,null,null,{"$f":"IF(L18=\"\",\"\",VLOOKUP(L18,内径設定!$B$4:$C$26,2,FALSE))","v":40},{"$f":"IF(AF18=\"\",\"\",IF(OR(AND(AF18>計算公式!$B$9,計算公式!$D$9=\"超\"),AND(AF18>=計算公式!$B$9,計算公式!$D$9=\"以上\")),\"H\",\"W\"))","v":"W"},43,0.45150000000000001,0.5,{"$f":"IF(OR(L18=\"\",O18=\"\"),\"\",ROUND(VLOOKUP(L18,直管換算!$B$4:$Q$26,2,FALSE)*O18,2))","v":""},{"$f":"IF(OR(L18=\"\",P18=\"\"),\"\",ROUND(VLOOKUP(L18,直管換算!$B$4:$Q$26,3,FALSE)*P18,2))","v":""},{"$f":"IF(OR(L18=\"\",Q18=\"\"),\"\",ROUND(VLOOKUP(L18,直管換算!$B$4:$Q$26,4,FALSE)*Q18,2))","v":""},{"$f":"IF(OR(L18=\"\",R18=\"\"),\"\",ROUND(VLOOKUP(L18,直管換算!$B$4:$Q$26,5,FALSE)*R18,2))","v":""},{"$f":"IF(OR(L18=\"\",S18=\"\"),\"\",ROUND(VLOOKUP(L18,直管換算!$B$4:$Q$26,6,FALSE)*S18,2))","v":""},{"$f":"IF(OR(L18=\"\",T18=\"\"),\"\",ROUND(VLOOKUP(L18,直管換算!$B$4:$Q$26,7,FALSE)*T18,2))","v":""},{"$f":"IF(OR(L18=\"\",U18=\"\"),\"\",ROUND(VLOOKUP(L18,直管換算!$B$4:$Q$26,8,FALSE)*U18,2))","v":""},{"$f":"IF(OR(L18=\"\",V18=\"\"),\"\",ROUND(VLOOKUP(L18,直管換算!$B$4:$Q$26,9,FALSE)*V18,2))","v":9.5},{"$f":"IF(OR(L18=\"\",W18=\"\"),\"\",ROUND(VLOOKUP(L18,直管換算!$B$4:$Q$26,10,FALSE)*W18,2))","v":""},{"$f":"IF(OR(L18=\"\",X18=\"\"),\"\",ROUND(VLOOKUP(L18,直管換算!$B$4:$Q$26,11,FALSE)*X18,2))","v":""},{"$f":"IF(OR(L18=\"\",Y18=\"\"),\"\",ROUND(VLOOKUP(L18,直管換算!$B$4:$Q$26,12,FALSE)*Y18,2))","v":""},{"$f":"IF(OR(L18=\"\",Z18=\"\"),\"\",ROUND(VLOOKUP(L18,直管換算!$B$4:$Q$26,13,FALSE)*Z18,2))","v":""},{"$f":"IF(OR(L18=\"\",AA18=\"\"),\"\",ROUND(VLOOKUP(L18,直管換算!$B$4:$Q$26,14,FALSE)*AA18,2))","v":""},{"$f":"IF(OR(L18=\"\",AB18=\"\"),\"\",ROUND(VLOOKUP(L18,直管換算!$B$4:$Q$26,15,FALSE)*AB18,2))","v":""},{"$f":"IF(OR(L18=\"\",AC18=\"\"),\"\",ROUND(VLOOKUP(L18,直管換算!$B$4:$Q$26,16,FALSE)*AC18,2))","v":""},9.5,null,8,1.1538733374162411,42.01677334354121,{"$f":"IF(OR(K18=\"\",L18=\"\"),\"\",0.35464*計算公式!$B$14*POWER(AF18/1000,0.63)*POWER(BF18/1000,0.54))","v":1.1660458690486855},{"$f":"IF(OR(K18=\"\",L18=\"\"),\"\",10.666*POWER(計算公式!$B$14,-1.85)*POWER(AF18/1000,-4.87)*POWER(H18/1000,1.85)*1000)","v":76.647893852196091},{"$f":"IF(内径設定!B12=\"\",\"\",内径設定!B12)","v":150},null,null,null,1.45,1.38,0.96,0.74,0.5]
[null,0.124,"",0.03,3.09,0.17,1.18,1.48,9,"I-J",10,40,2,0,null,null,null,null,null,null,null,null,1,null,null,null,null,null,null,null,null,{"$f":"IF(L19=\"\",\"\",VLOOKUP(L19,内径設定!$B$4:$C$26,2,FALSE))","v":40},{"$f":"IF(AF19=\"\",\"\",IF(OR(AND(AF19>計算公式!$B$9,計算公式!$D$9=\"超\"),AND(AF19>=計算公式!$B$9,計算公式!$D$9=\"以上\")),\"H\",\"W\"))","v":"W"},44,0.154,0.17,{"$f":"IF(OR(L19=\"\",O19=\"\"),\"\",ROUND(VLOOKUP(L19,直管換算!$B$4:$Q$26,2,FALSE)*O19,2))","v":""},{"$f":"IF(OR(L19=\"\",P19=\"\"),\"\",ROUND(VLOOKUP(L19,直管換算!$B$4:$Q$26,3,FALSE)*P19,2))","v":""},{"$f":"IF(OR(L19=\"\",Q19=\"\"),\"\",ROUND(VLOOKUP(L19,直管換算!$B$4:$Q$26,4,FALSE)*Q19,2))","v":""},{"$f":"IF(OR(L19=\"\",R19=\"\"),\"\",ROUND(VLOOKUP(L19,直管換算!$B$4:$Q$26,5,FALSE)*R19,2))","v":""},{"$f":"IF(OR(L19=\"\",S19=\"\"),\"\",ROUND(VLOOKUP(L19,直管換算!$B$4:$Q$26,6,FALSE)*S19,2))","v":""},{"$f":"IF(OR(L19=\"\",T19=\"\"),\"\",ROUND(VLOOKUP(L19,直管換算!$B$4:$Q$26,7,FALSE)*T19,2))","v":""},{"$f":"IF(OR(L19=\"\",U19=\"\"),\"\",ROUND(VLOOKUP(L19,直管換算!$B$4:$Q$26,8,FALSE)*U19,2))","v":""},{"$f":"IF(OR(L19=\"\",V19=\"\"),\"\",ROUND(VLOOKUP(L19,直管換算!$B$4:$Q$26,9,FALSE)*V19,2))","v":""},{"$f":"IF(OR(L19=\"\",W19=\"\"),\"\",ROUND(VLOOKUP(L19,直管換算!$B$4:$Q$26,10,FALSE)*W19,2))","v":1.5},{"$f":"IF(OR(L19=\"\",X19=\"\"),\"\",ROUND(VLOOKUP(L19,直管換算!$B$4:$Q$26,11,FALSE)*X19,2))","v":""},{"$f":"IF(OR(L19=\"\",Y19=\"\"),\"\",ROUND(VLOOKUP(L19,直管換算!$B$4:$Q$26,12,FALSE)*Y19,2))","v":""},{"$f":"IF(OR(L19=\"\",Z19=\"\"),\"\",ROUND(VLOOKUP(L19,直管換算!$B$4:$Q$26,13,FALSE)*Z19,2))","v":""},{"$f":"IF(OR(L19=\"\",AA19=\"\"),\"\",ROUND(VLOOKUP(L19,直管換算!$B$4:$Q$26,14,FALSE)*AA19,2))","v":""},{"$f":"IF(OR(L19=\"\",AB19=\"\"),\"\",ROUND(VLOOKUP(L19,直管換算!$B$4:$Q$26,15,FALSE)*AB19,2))","v":""},{"$f":"IF(OR(L19=\"\",AC19=\"\"),\"\",ROUND(VLOOKUP(L19,直管換算!$B$4:$Q$26,16,FALSE)*AC19,2))","v":""},1.5,null,9,1.1777465788800254,43.554557657280959,{"$f":"IF(OR(K19=\"\",L19=\"\"),\"\",0.35464*計算公式!$B$14*POWER(AF19/1000,0.63)*POWER(BF19/1000,0.54))","v":1.1901465832908535},{"$f":"IF(OR(K19=\"\",L19=\"\"),\"\",10.666*POWER(計算公式!$B$14,-1.85)*POWER(AF19/1000,-4.87)*POWER(H19/1000,1.85)*1000)","v":79.607428428277942},{"$f":"IF(内径設定!B13=\"\",\"\",内径設定!B13)","v":200},null,null,null,1.5,1.48,0.99,0.79,0.54]
[null,0.125,"",3.1E-2,3.1399999999999997,0.05,1.26,1.58,10,"J-K",11,40,1,0,null,null,null,null,null,null,null,null,null,1,null,null,null,null,null,null,null,{"$f":"IF(L20=\"\",\"\",VLOOKUP(L20,内径設定!$B$4:$C$26,2,FALSE))","v":40},{"$f":"IF(AF20=\"\",\"\",IF(OR(AND(AF20>計算公式!$B$9,計算公式!$D$9=\"超\"),AND(AF20>=計算公式!$B$9,計算公式!$D$9=\"以上\")),\"H\",\"W\"))","v":"W"},49,4.9000000000000002E-2,0.05,{"$f":"IF(OR(L20=\"\",O20=\"\"),\"\",ROUND(VLOOKUP(L20,直管換算!$B$4:$Q$26,2,FALSE)*O20,2))","v":""},{"$f":"IF(OR(L20=\"\",P20=\"\"),\"\",ROUND(VLOOKUP(L20,直管換算!$B$4:$Q$26,3,FALSE)*P20,2))","v":""},{"$f":"IF(OR(L20=\"\",Q20=\"\"),\"\",ROUND(VLOOKUP(L20,直管換算!$B$4:$Q$26,4,FALSE)*Q20,2))","v":""},{"$f":"IF(OR(L20=\"\",R20=\"\"),\"\",ROUND(VLOOKUP(L20,直管換算!$B$4:$Q$26,5,FALSE)*R20,2))","v":""},{"$f":"IF(OR(L20=\"\",S20=\"\"),\"\",ROUND(VLOOKUP(L20,直管換算!$B$4:$Q$26,6,FALSE)*S20,2))","v":""},{"$f":"IF(OR(L20=\"\",T20=\"\"),\"\",ROUND(VLOOKUP(L20,直管換算!$B$4:$Q$26,7,FALSE)*T20,2))","v":""},{"$f":"IF(OR(L20=\"\",U20=\"\"),\"\",ROUND(VLOOKUP(L20,直管換算!$B$4:$Q$26,8,FALSE)*U20,2))","v":""},{"$f":"IF(OR(L20=\"\",V20=\"\"),\"\",ROUND(VLOOKUP(L20,直管換算!$B$4:$Q$26,9,FALSE)*V20,2))","v":""},{"$f":"IF(OR(L20=\"\",W20=\"\"),\"\",ROUND(VLOOKUP(L20,直管換算!$B$4:$Q$26,10,FALSE)*W20,2))","v":""},{"$f":"IF(OR(L20=\"\",X20=\"\"),\"\",ROUND(VLOOKUP(L20,直管換算!$B$4:$Q$26,11,FALSE)*X20,2))","v":0},{"$f":"IF(OR(L20=\"\",Y20=\"\"),\"\",ROUND(VLOOKUP(L20,直管換算!$B$4:$Q$26,12,FALSE)*Y20,2))","v":""},{"$f":"IF(OR(L20=\"\",Z20=\"\"),\"\",ROUND(VLOOKUP(L20,直管換算!$B$4:$Q$26,13,FALSE)*Z20,2))","v":""},{"$f":"IF(OR(L20=\"\",AA20=\"\"),\"\",ROUND(VLOOKUP(L20,直管換算!$B$4:$Q$26,14,FALSE)*AA20,2))","v":""},{"$f":"IF(OR(L20=\"\",AB20=\"\"),\"\",ROUND(VLOOKUP(L20,直管換算!$B$4:$Q$26,15,FALSE)*AB20,2))","v":""},{"$f":"IF(OR(L20=\"\",AC20=\"\"),\"\",ROUND(VLOOKUP(L20,直管換算!$B$4:$Q$26,16,FALSE)*AC20,2))","v":""},0,null,10,1.2573240504259733,48.8597695838994,{"$f":"IF(OR(K20=\"\",L20=\"\"),\"\",0.35464*計算公式!$B$14*POWER(AF20/1000,0.63)*POWER(BF20/1000,0.54))","v":1.2704788228459973},{"$f":"IF(OR(K20=\"\",L20=\"\"),\"\",10.666*POWER(計算公式!$B$14,-1.85)*POWER(AF20/1000,-4.87)*POWER(H20/1000,1.85)*1000)","v":89.843162842820831},{"$f":"IF(内径設定!B14=\"\",\"\",内径設定!B14)","v":250},null,null,null,1.54,1.58,1.03,0.83,0.56999999999999995]
[null,"","","","","","","",11,"K-L",12,null,7,0,null,null,null,null,null,null,null,null,null,null,null,null,null,null,null,null,null,{"$f":"IF(L21=\"\",\"\",VLOOKUP(L21,内径設定!$B$4:$C$26,2,FALSE))","v":""},{"$f":"IF(AF21=\"\",\"\",IF(OR(AND(AF21>計算公式!$B$9,計算公式!$D$9=\"超\"),AND(AF21>=計算公式!$B$9,計算公式!$D$9=\"以上\")),\"H\",\"W\"))","v":""},"","","",{"$f":"IF(OR(L21=\"\",O21=\"\"),\"\",ROUND(VLOOKUP(L21,直管換算!$B$4:$Q$26,2,FALSE)*O21,2))","v":""},{"$f":"IF(OR(L21=\"\",P21=\"\"),\"\",ROUND(VLOOKUP(L21,直管換算!$B$4:$Q$26,3,FALSE)*P21,2))","v":""},{"$f":"IF(OR(L21=\"\",Q21=\"\"),\"\",ROUND(VLOOKUP(L21,直管換算!$B$4:$Q$26,4,FALSE)*Q21,2))","v":""},{"$f":"IF(OR(L21=\"\",R21=\"\"),\"\",ROUND(VLOOKUP(L21,直管換算!$B$4:$Q$26,5,FALSE)*R21,2))","v":""},{"$f":"IF(OR(L21=\"\",S21=\"\"),\"\",ROUND(VLOOKUP(L21,直管換算!$B$4:$Q$26,6,FALSE)*S21,2))","v":""},{"$f":"IF(OR(L21=\"\",T21=\"\"),\"\",ROUND(VLOOKUP(L21,直管換算!$B$4:$Q$26,7,FALSE)*T21,2))","v":""},{"$f":"IF(OR(L21=\"\",U21=\"\"),\"\",ROUND(VLOOKUP(L21,直管換算!$B$4:$Q$26,8,FALSE)*U21,2))","v":""},{"$f":"IF(OR(L21=\"\",V21=\"\"),\"\",ROUND(VLOOKUP(L21,直管換算!$B$4:$Q$26,9,FALSE)*V21,2))","v":""},{"$f":"IF(OR(L21=\"\",W21=\"\"),\"\",ROUND(VLOOKUP(L21,直管換算!$B$4:$Q$26,10,FALSE)*W21,2))","v":""},{"$f":"IF(OR(L21=\"\",X21=\"\"),\"\",ROUND(VLOOKUP(L21,直管換算!$B$4:$Q$26,11,FALSE)*X21,2))","v":""},{"$f":"IF(OR(L21=\"\",Y21=\"\"),\"\",ROUND(VLOOKUP(L21,直管換算!$B$4:$Q$26,12,FALSE)*Y21,2))","v":""},{"$f":"IF(OR(L21=\"\",Z21=\"\"),\"\",ROUND(VLOOKUP(L21,直管換算!$B$4:$Q$26,13,FALSE)*Z21,2))","v":""},{"$f":"IF(OR(L21=\"\",AA21=\"\"),\"\",ROUND(VLOOKUP(L21,直管換算!$B$4:$Q$26,14,FALSE)*AA21,2))","v":""},{"$f":"IF(OR(L21=\"\",AB21=\"\"),\"\",ROUND(VLOOKUP(L21,直管換算!$B$4:$Q$26,15,FALSE)*AB21,2))","v":""},{"$f":"IF(OR(L21=\"\",AC21=\"\"),\"\",ROUND(VLOOKUP(L21,直管換算!$B$4:$Q$26,16,FALSE)*AC21,2))","v":""},"",null,"空","","",{"$f":"IF(OR(K21=\"\",L21=\"\"),\"\",0.35464*計算公式!$B$14*POWER(AF21/1000,0.63)*POWER(BF21/1000,0.54))","v":""},{"$f":"IF(OR(K21=\"\",L21=\"\"),\"\",10.666*POWER(計算公式!$B$14,-1.85)*POWER(AF21/1000,-4.87)*POWER(H21/1000,1.85)*1000)","v":""},{"$f":"IF(内径設定!B15=\"\",\"\",内径設定!B15)","v":300},null,null,null,1.59,1.67,1.06,0.87,0.61]
[null,"","","","",7.0000000000000007E-2,1.41,1.77,12,"L-M",13,40,1,0,null,null,null,null,null,null,null,null,null,null,null,null,null,null,null,null,null,{"$f":"IF(L22=\"\",\"\",VLOOKUP(L22,内径設定!$B$4:$C$26,2,FALSE))","v":40},{"$f":"IF(AF22=\"\",\"\",IF(OR(AND(AF22>計算公式!$B$9,計算公式!$D$9=\"超\"),AND(AF22>=計算公式!$B$9,計算公式!$D$9=\"以上\")),\"H\",\"W\"))","v":"W"},60,0.06,7.0000000000000007E-2,{"$f":"IF(OR(L22=\"\",O22=\"\"),\"\",ROUND(VLOOKUP(L22,直管換算!$B$4:$Q$26,2,FALSE)*O22,2))","v":""},{"$f":"IF(OR(L22=\"\",P22=\"\"),\"\",ROUND(VLOOKUP(L22,直管換算!$B$4:$Q$26,3,FALSE)*P22,2))","v":""},{"$f":"IF(OR(L22=\"\",Q22=\"\"),\"\",ROUND(VLOOKUP(L22,直管換算!$B$4:$Q$26,4,FALSE)*Q22,2))","v":""},{"$f":"IF(OR(L22=\"\",R22=\"\"),\"\",ROUND(VLOOKUP(L22,直管換算!$B$4:$Q$26,5,FALSE)*R22,2))","v":""},{"$f":"IF(OR(L22=\"\",S22=\"\"),\"\",ROUND(VLOOKUP(L22,直管換算!$B$4:$Q$26,6,FALSE)*S22,2))","v":""},{"$f":"IF(OR(L22=\"\",T22=\"\"),\"\",ROUND(VLOOKUP(L22,直管換算!$B$4:$Q$26,7,FALSE)*T22,2))","v":""},{"$f":"IF(OR(L22=\"\",U22=\"\"),\"\",ROUND(VLOOKUP(L22,直管換算!$B$4:$Q$26,8,FALSE)*U22,2))","v":""},{"$f":"IF(OR(L22=\"\",V22=\"\"),\"\",ROUND(VLOOKUP(L22,直管換算!$B$4:$Q$26,9,FALSE)*V22,2))","v":""},{"$f":"IF(OR(L22=\"\",W22=\"\"),\"\",ROUND(VLOOKUP(L22,直管換算!$B$4:$Q$26,10,FALSE)*W22,2))","v":""},{"$f":"IF(OR(L22=\"\",X22=\"\"),\"\",ROUND(VLOOKUP(L22,直管換算!$B$4:$Q$26,11,FALSE)*X22,2))","v":""},{"$f":"IF(OR(L22=\"\",Y22=\"\"),\"\",ROUND(VLOOKUP(L22,直管換算!$B$4:$Q$26,12,FALSE)*Y22,2))","v":""},{"$f":"IF(OR(L22=\"\",Z22=\"\"),\"\",ROUND(VLOOKUP(L22,直管換算!$B$4:$Q$26,13,FALSE)*Z22,2))","v":""},{"$f":"IF(OR(L22=\"\",AA22=\"\"),\"\",ROUND(VLOOKUP(L22,直管換算!$B$4:$Q$26,14,FALSE)*AA22,2))","v":""},{"$f":"IF(OR(L22=\"\",AB22=\"\"),\"\",ROUND(VLOOKUP(L22,直管換算!$B$4:$Q$26,15,FALSE)*AB22,2))","v":""},{"$f":"IF(OR(L22=\"\",AC22=\"\"),\"\",ROUND(VLOOKUP(L22,直管換算!$B$4:$Q$26,16,FALSE)*AC22,2))","v":""},0,null,"空",1.4085212463632739,59.692846008866397,{"$f":"IF(OR(K22=\"\",L22=\"\"),\"\",0.35464*計算公式!$B$14*POWER(AF22/1000,0.63)*POWER(BF22/1000,0.54))","v":1.4230963133460195},{"$f":"IF(OR(K22=\"\",L22=\"\"),\"\",10.666*POWER(計算公式!$B$14,-1.85)*POWER(AF22/1000,-4.87)*POWER(H22/1000,1.85)*1000)","v":110.84598433140981},{"$f":"IF(内径設定!B16=\"\",\"\",内径設定!B16)","v":350},null,null,null,1.63,1.77,1.0900000000000001,0.91,0.64]
[null,"","","","",0.15,1.48,1.86,13,"M-N",14,40,2,0,null,null,null,null,null,null,null,null,null,null,null,null,null,null,null,null,null,{"$f":"IF(L23=\"\",\"\",VLOOKUP(L23,内径設定!$B$4:$C$26,2,FALSE))","v":40},{"$f":"IF(AF23=\"\",\"\",IF(OR(AND(AF23>計算公式!$B$9,計算公式!$D$9=\"超\"),AND(AF23>=計算公式!$B$9,計算公式!$D$9=\"以上\")),\"H\",\"W\"))","v":"W"},66,0.13200000000000001,0.15,{"$f":"IF(OR(L23=\"\",O23=\"\"),\"\",ROUND(VLOOKUP(L23,直管換算!$B$4:$Q$26,2,FALSE)*O23,2))","v":""},{"$f":"IF(OR(L23=\"\",P23=\"\"),\"\",ROUND(VLOOKUP(L23,直管換算!$B$4:$Q$26,3,FALSE)*P23,2))","v":""},{"$f":"IF(OR(L23=\"\",Q23=\"\"),\"\",ROUND(VLOOKUP(L23,直管換算!$B$4:$Q$26,4,FALSE)*Q23,2))","v":""},{"$f":"IF(OR(L23=\"\",R23=\"\"),\"\",ROUND(VLOOKUP(L23,直管換算!$B$4:$Q$26,5,FALSE)*R23,2))","v":""},{"$f":"IF(OR(L23=\"\",S23=\"\"),\"\",ROUND(VLOOKUP(L23,直管換算!$B$4:$Q$26,6,FALSE)*S23,2))","v":""},{"$f":"IF(OR(L23=\"\",T23=\"\"),\"\",ROUND(VLOOKUP(L23,直管換算!$B$4:$Q$26,7,FALSE)*T23,2))","v":""},{"$f":"IF(OR(L23=\"\",U23=\"\"),\"\",ROUND(VLOOKUP(L23,直管換算!$B$4:$Q$26,8,FALSE)*U23,2))","v":""},{"$f":"IF(OR(L23=\"\",V23=\"\"),\"\",ROUND(VLOOKUP(L23,直管換算!$B$4:$Q$26,9,FALSE)*V23,2))","v":""},{"$f":"IF(OR(L23=\"\",W23=\"\"),\"\",ROUND(VLOOKUP(L23,直管換算!$B$4:$Q$26,10,FALSE)*W23,2))","v":""},{"$f":"IF(OR(L23=\"\",X23=\"\"),\"\",ROUND(VLOOKUP(L23,直管換算!$B$4:$Q$26,11,FALSE)*X23,2))","v":""},{"$f":"IF(OR(L23=\"\",Y23=\"\"),\"\",ROUND(VLOOKUP(L23,直管換算!$B$4:$Q$26,12,FALSE)*Y23,2))","v":""},{"$f":"IF(OR(L23=\"\",Z23=\"\"),\"\",ROUND(VLOOKUP(L23,直管換算!$B$4:$Q$26,13,FALSE)*Z23,2))","v":""},{"$f":"IF(OR(L23=\"\",AA23=\"\"),\"\",ROUND(VLOOKUP(L23,直管換算!$B$4:$Q$26,14,FALSE)*AA23,2))","v":""},{"$f":"IF(OR(L23=\"\",AB23=\"\"),\"\",ROUND(VLOOKUP(L23,直管換算!$B$4:$Q$26,15,FALSE)*AB23,2))","v":""},{"$f":"IF(OR(L23=\"\",AC23=\"\"),\"\",ROUND(VLOOKUP(L23,直管換算!$B$4:$Q$26,16,FALSE)*AC23,2))","v":""},0,null,"空",1.4801409707546267,65.16548994597521,{"$f":"IF(OR(K23=\"\",L23=\"\"),\"\",0.35464*計算公式!$B$14*POWER(AF23/1000,0.63)*POWER(BF23/1000,0.54))","v":1.4953829745775737},{"$f":"IF(OR(K23=\"\",L23=\"\"),\"\",10.666*POWER(計算公式!$B$14,-1.85)*POWER(AF23/1000,-4.87)*POWER(H23/1000,1.85)*1000)","v":121.49778721168032},{"$f":"IF(内径設定!B17=\"\",\"\",内径設定!B17)","v":10},null,null,null,1.67,1.86,1.1200000000000001,0.95,0.67]
[null,"","","","","","","",14,"N-O",null,40,1,0,null,null,null,null,null,null,null,null,null,null,null,null,null,null,null,null,null,{"$f":"IF(L24=\"\",\"\",VLOOKUP(L24,内径設定!$B$4:$C$26,2,FALSE))","v":40},{"$f":"IF(AF24=\"\",\"\",IF(OR(AND(AF24>計算公式!$B$9,計算公式!$D$9=\"超\"),AND(AF24>=計算公式!$B$9,計算公式!$D$9=\"以上\")),\"H\",\"W\"))","v":"W"},"","","",{"$f":"IF(OR(L24=\"\",O24=\"\"),\"\",ROUND(VLOOKUP(L24,直管換算!$B$4:$Q$26,2,FALSE)*O24,2))","v":""},{"$f":"IF(OR(L24=\"\",P24=\"\"),\"\",ROUND(VLOOKUP(L24,直管換算!$B$4:$Q$26,3,FALSE)*P24,2))","v":""},{"$f":"IF(OR(L24=\"\",Q24=\"\"),\"\",ROUND(VLOOKUP(L24,直管換算!$B$4:$Q$26,4,FALSE)*Q24,2))","v":""},{"$f":"IF(OR(L24=\"\",R24=\"\"),\"\",ROUND(VLOOKUP(L24,直管換算!$B$4:$Q$26,5,FALSE)*R24,2))","v":""},{"$f":"IF(OR(L24=\"\",S24=\"\"),\"\",ROUND(VLOOKUP(L24,直管換算!$B$4:$Q$26,6,FALSE)*S24,2))","v":""},{"$f":"IF(OR(L24=\"\",T24=\"\"),\"\",ROUND(VLOOKUP(L24,直管換算!$B$4:$Q$26,7,FALSE)*T24,2))","v":""},{"$f":"IF(OR(L24=\"\",U24=\"\"),\"\",ROUND(VLOOKUP(L24,直管換算!$B$4:$Q$26,8,FALSE)*U24,2))","v":""},{"$f":"IF(OR(L24=\"\",V24=\"\"),\"\",ROUND(VLOOKUP(L24,直管換算!$B$4:$Q$26,9,FALSE)*V24,2))","v":""},{"$f":"IF(OR(L24=\"\",W24=\"\"),\"\",ROUND(VLOOKUP(L24,直管換算!$B$4:$Q$26,10,FALSE)*W24,2))","v":""},{"$f":"IF(OR(L24=\"\",X24=\"\"),\"\",ROUND(VLOOKUP(L24,直管換算!$B$4:$Q$26,11,FALSE)*X24,2))","v":""},{"$f":"IF(OR(L24=\"\",Y24=\"\"),\"\",ROUND(VLOOKUP(L24,直管換算!$B$4:$Q$26,12,FALSE)*Y24,2))","v":""},{"$f":"IF(OR(L24=\"\",Z24=\"\"),\"\",ROUND(VLOOKUP(L24,直管換算!$B$4:$Q$26,13,FALSE)*Z24,2))","v":""},{"$f":"IF(OR(L24=\"\",AA24=\"\"),\"\",ROUND(VLOOKUP(L24,直管換算!$B$4:$Q$26,14,FALSE)*AA24,2))","v":""},{"$f":"IF(OR(L24=\"\",AB24=\"\"),\"\",ROUND(VLOOKUP(L24,直管換算!$B$4:$Q$26,15,FALSE)*AB24,2))","v":""},{"$f":"IF(OR(L24=\"\",AC24=\"\"),\"\",ROUND(VLOOKUP(L24,直管換算!$B$4:$Q$26,16,FALSE)*AC24,2))","v":""},0,null,"空","","",{"$f":"IF(OR(K24=\"\",L24=\"\"),\"\",0.35464*計算公式!$B$14*POWER(AF24/1000,0.63)*POWER(BF24/1000,0.54))","v":""},{"$f":"IF(OR(K24=\"\",L24=\"\"),\"\",10.666*POWER(計算公式!$B$14,-1.85)*POWER(AF24/1000,-4.87)*POWER(H24/1000,1.85)*1000)","v":""},{"$f":"IF(内径設定!B18=\"\",\"\",内径設定!B18)","v":16},null,null,null,0,0,0,0,0]
[null,"","","","",1.8900000000000001,1.62,2.0299999999999998,15,"O-P",16,40,5.9,0.9,1,null,null,null,null,null,1,null,3,null,null,null,null,null,null,null,null,{"$f":"IF(L25=\"\",\"\",VLOOKUP(L25,内径設定!$B$4:$C$26,2,FALSE))","v":40},{"$f":"IF(AF25=\"\",\"\",IF(OR(AND(AF25>計算公式!$B$9,計算公式!$D$9=\"超\"),AND(AF25>=計算公式!$B$9,計算公式!$D$9=\"以上\")),\"H\",\"W\"))","v":"W"},77,0.90089999999999992,0.99,{"$f":"IF(OR(L25=\"\",O25=\"\"),\"\",ROUND(VLOOKUP(L25,直管換算!$B$4:$Q$26,2,FALSE)*O25,2))","v":1},{"$f":"IF(OR(L25=\"\",P25=\"\"),\"\",ROUND(VLOOKUP(L25,直管換算!$B$4:$Q$26,3,FALSE)*P25,2))","v":""},{"$f":"IF(OR(L25=\"\",Q25=\"\"),\"\",ROUND(VLOOKUP(L25,直管換算!$B$4:$Q$26,4,FALSE)*Q25,2))","v":""},{"$f":"IF(OR(L25=\"\",R25=\"\"),\"\",ROUND(VLOOKUP(L25,直管換算!$B$4:$Q$26,5,FALSE)*R25,2))","v":""},{"$f":"IF(OR(L25=\"\",S25=\"\"),\"\",ROUND(VLOOKUP(L25,直管換算!$B$4:$Q$26,6,FALSE)*S25,2))","v":""},{"$f":"IF(OR(L25=\"\",T25=\"\"),\"\",ROUND(VLOOKUP(L25,直管換算!$B$4:$Q$26,7,FALSE)*T25,2))","v":""},{"$f":"IF(OR(L25=\"\",U25=\"\"),\"\",ROUND(VLOOKUP(L25,直管換算!$B$4:$Q$26,8,FALSE)*U25,2))","v":0.3},{"$f":"IF(OR(L25=\"\",V25=\"\"),\"\",ROUND(VLOOKUP(L25,直管換算!$B$4:$Q$26,9,FALSE)*V25,2))","v":""},{"$f":"IF(OR(L25=\"\",W25=\"\"),\"\",ROUND(VLOOKUP(L25,直管換算!$B$4:$Q$26,10,FALSE)*W25,2))","v":4.5},{"$f":"IF(OR(L25=\"\",X25=\"\"),\"\",ROUND(VLOOKUP(L25,直管換算!$B$4:$Q$26,11,FALSE)*X25,2))","v":""},{"$f":"IF(OR(L25=\"\",Y25=\"\"),\"\",ROUND(VLOOKUP(L25,直管換算!$B$4:$Q$26,12,FALSE)*Y25,2))","v":""},{"$f":"IF(OR(L25=\"\",Z25=\"\"),\"\",ROUND(VLOOKUP(L25,直管換算!$B$4:$Q$26,13,FALSE)*Z25,2))","v":""},{"$f":"IF(OR(L25=\"\",AA25=\"\"),\"\",ROUND(VLOOKUP(L25,直管換算!$B$4:$Q$26,14,FALSE)*AA25,2))","v":""},{"$f":"IF(OR(L25=\"\",AB25=\"\"),\"\",ROUND(VLOOKUP(L25,直管換算!$B$4:$Q$26,15,FALSE)*AB25,2))","v":""},{"$f":"IF(OR(L25=\"\",AC25=\"\"),\"\",ROUND(VLOOKUP(L25,直管換算!$B$4:$Q$26,16,FALSE)*AC25,2))","v":""},5.8,null,"空",1.6154226723827374,76.095090024265716,{"$f":"IF(OR(K25=\"\",L25=\"\"),\"\",0.35464*計算公式!$B$14*POWER(AF25/1000,0.63)*POWER(BF25/1000,0.54))","v":1.6319150301801562},{"$f":"IF(OR(K25=\"\",L25=\"\"),\"\",10.666*POWER(計算公式!$B$14,-1.85)*POWER(AF25/1000,-4.87)*POWER(H25/1000,1.85)*1000)","v":142.83580663580355},{"$f":"IF(内径設定!B19=\"\",\"\",内径設定!B19)","v":""},null,null,null,1.75,2.0299999999999998,1.18,1.02,0.74]
[null,"","","","","","","",16,null,null,null,null,null,null,null,null,null,null,null,null,null,null,null,null,null,null,null,null,null,null,{"$f":"IF(L26=\"\",\"\",VLOOKUP(L26,内径設定!$B$4:$C$26,2,FALSE))","v":""},{"$f":"IF(AF26=\"\",\"\",IF(OR(AND(AF26>計算公式!$B$9,計算公式!$D$9=\"超\"),AND(AF26>=計算公式!$B$9,計算公式!$D$9=\"以上\")),\"H\",\"W\"))","v":""},"","","",{"$f":"IF(OR(L26=\"\",O26=\"\"),\"\",ROUND(VLOOKUP(L26,直管換算!$B$4:$Q$26,2,FALSE)*O26,2))","v":""},{"$f":"IF(OR(L26=\"\",P26=\"\"),\"\",ROUND(VLOOKUP(L26,直管換算!$B$4:$Q$26,3,FALSE)*P26,2))","v":""},{"$f":"IF(OR(L26=\"\",Q26=\"\"),\"\",ROUND(VLOOKUP(L26,直管換算!$B$4:$Q$26,4,FALSE)*Q26,2))","v":""},{"$f":"IF(OR(L26=\"\",R26=\"\"),\"\",ROUND(VLOOKUP(L26,直管換算!$B$4:$Q$26,5,FALSE)*R26,2))","v":""},{"$f":"IF(OR(L26=\"\",S26=\"\"),\"\",ROUND(VLOOKUP(L26,直管換算!$B$4:$Q$26,6,FALSE)*S26,2))","v":""},{"$f":"IF(OR(L26=\"\",T26=\"\"),\"\",ROUND(VLOOKUP(L26,直管換算!$B$4:$Q$26,7,FALSE)*T26,2))","v":""},{"$f":"IF(OR(L26=\"\",U26=\"\"),\"\",ROUND(VLOOKUP(L26,直管換算!$B$4:$Q$26,8,FALSE)*U26,2))","v":""},{"$f":"IF(OR(L26=\"\",V26=\"\"),\"\",ROUND(VLOOKUP(L26,直管換算!$B$4:$Q$26,9,FALSE)*V26,2))","v":""},{"$f":"IF(OR(L26=\"\",W26=\"\"),\"\",ROUND(VLOOKUP(L26,直管換算!$B$4:$Q$26,10,FALSE)*W26,2))","v":""},{"$f":"IF(OR(L26=\"\",X26=\"\"),\"\",ROUND(VLOOKUP(L26,直管換算!$B$4:$Q$26,11,FALSE)*X26,2))","v":""},{"$f":"IF(OR(L26=\"\",Y26=\"\"),\"\",ROUND(VLOOKUP(L26,直管換算!$B$4:$Q$26,12,FALSE)*Y26,2))","v":""},{"$f":"IF(OR(L26=\"\",Z26=\"\"),\"\",ROUND(VLOOKUP(L26,直管換算!$B$4:$Q$26,13,FALSE)*Z26,2))","v":""},{"$f":"IF(OR(L26=\"\",AA26=\"\"),\"\",ROUND(VLOOKUP(L26,直管換算!$B$4:$Q$26,14,FALSE)*AA26,2))","v":""},{"$f":"IF(OR(L26=\"\",AB26=\"\"),\"\",ROUND(VLOOKUP(L26,直管換算!$B$4:$Q$26,15,FALSE)*AB26,2))","v":""},{"$f":"IF(OR(L26=\"\",AC26=\"\"),\"\",ROUND(VLOOKUP(L26,直管換算!$B$4:$Q$26,16,FALSE)*AC26,2))","v":""},"",null,"空","","",{"$f":"IF(OR(K26=\"\",L26=\"\"),\"\",0.35464*計算公式!$B$14*POWER(AF26/1000,0.63)*POWER(BF26/1000,0.54))","v":""},{"$f":"IF(OR(K26=\"\",L26=\"\"),\"\",10.666*POWER(計算公式!$B$14,-1.85)*POWER(AF26/1000,-4.87)*POWER(H26/1000,1.85)*1000)","v":""},{"$f":"IF(内径設定!B20=\"\",\"\",内径設定!B20)","v":""},null,null,null,0,0,0,0,0]
[null,"","","","","","","",17,null,null,null,null,null,null,null,null,null,null,null,null,null,null,null,null,null,null,null,null,null,null,{"$f":"IF(L27=\"\",\"\",VLOOKUP(L27,内径設定!$B$4:$C$26,2,FALSE))","v":""},{"$f":"IF(AF27=\"\",\"\",IF(OR(AND(AF27>計算公式!$B$9,計算公式!$D$9=\"超\"),AND(AF27>=計算公式!$B$9,計算公式!$D$9=\"以上\")),\"H\",\"W\"))","v":""},"","","",{"$f":"IF(OR(L27=\"\",O27=\"\"),\"\",ROUND(VLOOKUP(L27,直管換算!$B$4:$Q$26,2,FALSE)*O27,2))","v":""},{"$f":"IF(OR(L27=\"\",P27=\"\"),\"\",ROUND(VLOOKUP(L27,直管換算!$B$4:$Q$26,3,FALSE)*P27,2))","v":""},{"$f":"IF(OR(L27=\"\",Q27=\"\"),\"\",ROUND(VLOOKUP(L27,直管換算!$B$4:$Q$26,4,FALSE)*Q27,2))","v":""},{"$f":"IF(OR(L27=\"\",R27=\"\"),\"\",ROUND(VLOOKUP(L27,直管換算!$B$4:$Q$26,5,FALSE)*R27,2))","v":""},{"$f":"IF(OR(L27=\"\",S27=\"\"),\"\",ROUND(VLOOKUP(L27,直管換算!$B$4:$Q$26,6,FALSE)*S27,2))","v":""},{"$f":"IF(OR(L27=\"\",T27=\"\"),\"\",ROUND(VLOOKUP(L27,直管換算!$B$4:$Q$26,7,FALSE)*T27,2))","v":""},{"$f":"IF(OR(L27=\"\",U27=\"\"),\"\",ROUND(VLOOKUP(L27,直管換算!$B$4:$Q$26,8,FALSE)*U27,2))","v":""},{"$f":"IF(OR(L27=\"\",V27=\"\"),\"\",ROUND(VLOOKUP(L27,直管換算!$B$4:$Q$26,9,FALSE)*V27,2))","v":""},{"$f":"IF(OR(L27=\"\",W27=\"\"),\"\",ROUND(VLOOKUP(L27,直管換算!$B$4:$Q$26,10,FALSE)*W27,2))","v":""},{"$f":"IF(OR(L27=\"\",X27=\"\"),\"\",ROUND(VLOOKUP(L27,直管換算!$B$4:$Q$26,11,FALSE)*X27,2))","v":""},{"$f":"IF(OR(L27=\"\",Y27=\"\"),\"\",ROUND(VLOOKUP(L27,直管換算!$B$4:$Q$26,12,FALSE)*Y27,2))","v":""},{"$f":"IF(OR(L27=\"\",Z27=\"\"),\"\",ROUND(VLOOKUP(L27,直管換算!$B$4:$Q$26,13,FALSE)*Z27,2))","v":""},{"$f":"IF(OR(L27=\"\",AA27=\"\"),\"\",ROUND(VLOOKUP(L27,直管換算!$B$4:$Q$26,14,FALSE)*AA27,2))","v":""},{"$f":"IF(OR(L27=\"\",AB27=\"\"),\"\",ROUND(VLOOKUP(L27,直管換算!$B$4:$Q$26,15,FALSE)*AB27,2))","v":""},{"$f":"IF(OR(L27=\"\",AC27=\"\"),\"\",ROUND(VLOOKUP(L27,直管換算!$B$4:$Q$26,16,FALSE)*AC27,2))","v":""},"",null,"空","","",{"$f":"IF(OR(K27=\"\",L27=\"\"),\"\",0.35464*計算公式!$B$14*POWER(AF27/1000,0.63)*POWER(BF27/1000,0.54))","v":""},{"$f":"IF(OR(K27=\"\",L27=\"\"),\"\",10.666*POWER(計算公式!$B$14,-1.85)*POWER(AF27/1000,-4.87)*POWER(H27/1000,1.85)*1000)","v":""},{"$f":"IF(内径設定!B21=\"\",\"\",内径設定!B21)","v":""},null,null,null,0,0,0,0,0]
[null,"","","","","","","",18,null,null,null,null,null,null,null,null,null,null,null,null,null,null,null,null,null,null,null,null,null,null,{"$f":"IF(L28=\"\",\"\",VLOOKUP(L28,内径設定!$B$4:$C$26,2,FALSE))","v":""},{"$f":"IF(AF28=\"\",\"\",IF(OR(AND(AF28>計算公式!$B$9,計算公式!$D$9=\"超\"),AND(AF28>=計算公式!$B$9,計算公式!$D$9=\"以上\")),\"H\",\"W\"))","v":""},"","","",{"$f":"IF(OR(L28=\"\",O28=\"\"),\"\",ROUND(VLOOKUP(L28,直管換算!$B$4:$Q$26,2,FALSE)*O28,2))","v":""},{"$f":"IF(OR(L28=\"\",P28=\"\"),\"\",ROUND(VLOOKUP(L28,直管換算!$B$4:$Q$26,3,FALSE)*P28,2))","v":""},{"$f":"IF(OR(L28=\"\",Q28=\"\"),\"\",ROUND(VLOOKUP(L28,直管換算!$B$4:$Q$26,4,FALSE)*Q28,2))","v":""},{"$f":"IF(OR(L28=\"\",R28=\"\"),\"\",ROUND(VLOOKUP(L28,直管換算!$B$4:$Q$26,5,FALSE)*R28,2))","v":""},{"$f":"IF(OR(L28=\"\",S28=\"\"),\"\",ROUND(VLOOKUP(L28,直管換算!$B$4:$Q$26,6,FALSE)*S28,2))","v":""},{"$f":"IF(OR(L28=\"\",T28=\"\"),\"\",ROUND(VLOOKUP(L28,直管換算!$B$4:$Q$26,7,FALSE)*T28,2))","v":""},{"$f":"IF(OR(L28=\"\",U28=\"\"),\"\",ROUND(VLOOKUP(L28,直管換算!$B$4:$Q$26,8,FALSE)*U28,2))","v":""},{"$f":"IF(OR(L28=\"\",V28=\"\"),\"\",ROUND(VLOOKUP(L28,直管換算!$B$4:$Q$26,9,FALSE)*V28,2))","v":""},{"$f":"IF(OR(L28=\"\",W28=\"\"),\"\",ROUND(VLOOKUP(L28,直管換算!$B$4:$Q$26,10,FALSE)*W28,2))","v":""},{"$f":"IF(OR(L28=\"\",X28=\"\"),\"\",ROUND(VLOOKUP(L28,直管換算!$B$4:$Q$26,11,FALSE)*X28,2))","v":""},{"$f":"IF(OR(L28=\"\",Y28=\"\"),\"\",ROUND(VLOOKUP(L28,直管換算!$B$4:$Q$26,12,FALSE)*Y28,2))","v":""},{"$f":"IF(OR(L28=\"\",Z28=\"\"),\"\",ROUND(VLOOKUP(L28,直管換算!$B$4:$Q$26,13,FALSE)*Z28,2))","v":""},{"$f":"IF(OR(L28=\"\",AA28=\"\"),\"\",ROUND(VLOOKUP(L28,直管換算!$B$4:$Q$26,14,FALSE)*AA28,2))","v":""},{"$f":"IF(OR(L28=\"\",AB28=\"\"),\"\",ROUND(VLOOKUP(L28,直管換算!$B$4:$Q$26,15,FALSE)*AB28,2))","v":""},{"$f":"IF(OR(L28=\"\",AC28=\"\"),\"\",ROUND(VLOOKUP(L28,直管換算!$B$4:$Q$26,16,FALSE)*AC28,2))","v":""},"",null,"空","","",{"$f":"IF(OR(K28=\"\",L28=\"\"),\"\",0.35464*計算公式!$B$14*POWER(AF28/1000,0.63)*POWER(BF28/1000,0.54))","v":""},{"$f":"IF(OR(K28=\"\",L28=\"\"),\"\",10.666*POWER(計算公式!$B$14,-1.85)*POWER(AF28/1000,-4.87)*POWER(H28/1000,1.85)*1000)","v":""},{"$f":"IF(内径設定!B22=\"\",\"\",内径設定!B22)","v":""},null,null,null,0,0,0,0,0]
[null,"","","","","","","",19,null,null,null,null,null,null,null,null,null,null,null,null,null,null,null,null,null,null,null,null,null,null,{"$f":"IF(L29=\"\",\"\",VLOOKUP(L29,内径設定!$B$4:$C$26,2,FALSE))","v":""},{"$f":"IF(AF29=\"\",\"\",IF(OR(AND(AF29>計算公式!$B$9,計算公式!$D$9=\"超\"),AND(AF29>=計算公式!$B$9,計算公式!$D$9=\"以上\")),\"H\",\"W\"))","v":""},"","","",{"$f":"IF(OR(L29=\"\",O29=\"\"),\"\",ROUND(VLOOKUP(L29,直管換算!$B$4:$Q$26,2,FALSE)*O29,2))","v":""},{"$f":"IF(OR(L29=\"\",P29=\"\"),\"\",ROUND(VLOOKUP(L29,直管換算!$B$4:$Q$26,3,FALSE)*P29,2))","v":""},{"$f":"IF(OR(L29=\"\",Q29=\"\"),\"\",ROUND(VLOOKUP(L29,直管換算!$B$4:$Q$26,4,FALSE)*Q29,2))","v":""},{"$f":"IF(OR(L29=\"\",R29=\"\"),\"\",ROUND(VLOOKUP(L29,直管換算!$B$4:$Q$26,5,FALSE)*R29,2))","v":""},{"$f":"IF(OR(L29=\"\",S29=\"\"),\"\",ROUND(VLOOKUP(L29,直管換算!$B$4:$Q$26,6,FALSE)*S29,2))","v":""},{"$f":"IF(OR(L29=\"\",T29=\"\"),\"\",ROUND(VLOOKUP(L29,直管換算!$B$4:$Q$26,7,FALSE)*T29,2))","v":""},{"$f":"IF(OR(L29=\"\",U29=\"\"),\"\",ROUND(VLOOKUP(L29,直管換算!$B$4:$Q$26,8,FALSE)*U29,2))","v":""},{"$f":"IF(OR(L29=\"\",V29=\"\"),\"\",ROUND(VLOOKUP(L29,直管換算!$B$4:$Q$26,9,FALSE)*V29,2))","v":""},{"$f":"IF(OR(L29=\"\",W29=\"\"),\"\",ROUND(VLOOKUP(L29,直管換算!$B$4:$Q$26,10,FALSE)*W29,2))","v":""},{"$f":"IF(OR(L29=\"\",X29=\"\"),\"\",ROUND(VLOOKUP(L29,直管換算!$B$4:$Q$26,11,FALSE)*X29,2))","v":""},{"$f":"IF(OR(L29=\"\",Y29=\"\"),\"\",ROUND(VLOOKUP(L29,直管換算!$B$4:$Q$26,12,FALSE)*Y29,2))","v":""},{"$f":"IF(OR(L29=\"\",Z29=\"\"),\"\",ROUND(VLOOKUP(L29,直管換算!$B$4:$Q$26,13,FALSE)*Z29,2))","v":""},{"$f":"IF(OR(L29=\"\",AA29=\"\"),\"\",ROUND(VLOOKUP(L29,直管換算!$B$4:$Q$26,14,FALSE)*AA29,2))","v":""},{"$f":"IF(OR(L29=\"\",AB29=\"\"),\"\",ROUND(VLOOKUP(L29,直管換算!$B$4:$Q$26,15,FALSE)*AB29,2))","v":""},{"$f":"IF(OR(L29=\"\",AC29=\"\"),\"\",ROUND(VLOOKUP(L29,直管換算!$B$4:$Q$26,16,FALSE)*AC29,2))","v":""},"",null,"空","","",{"$f":"IF(OR(K29=\"\",L29=\"\"),\"\",0.35464*計算公式!$B$14*POWER(AF29/1000,0.63)*POWER(BF29/1000,0.54))","v":""},{"$f":"IF(OR(K29=\"\",L29=\"\"),\"\",10.666*POWER(計算公式!$B$14,-1.85)*POWER(AF29/1000,-4.87)*POWER(H29/1000,1.85)*1000)","v":""},{"$f":"IF(内径設定!B23=\"\",\"\",内径設定!B23)","v":""},null,null,null,0,0,0,0,0]
[null,"","","","","","","",20,null,null,null,null,null,null,null,null,null,null,null,null,null,null,null,null,null,null,null,null,null,null,{"$f":"IF(L30=\"\",\"\",VLOOKUP(L30,内径設定!$B$4:$C$26,2,FALSE))","v":""},{"$f":"IF(AF30=\"\",\"\",IF(OR(AND(AF30>計算公式!$B$9,計算公式!$D$9=\"超\"),AND(AF30>=計算公式!$B$9,計算公式!$D$9=\"以上\")),\"H\",\"W\"))","v":""},"","","",{"$f":"IF(OR(L30=\"\",O30=\"\"),\"\",ROUND(VLOOKUP(L30,直管換算!$B$4:$Q$26,2,FALSE)*O30,2))","v":""},{"$f":"IF(OR(L30=\"\",P30=\"\"),\"\",ROUND(VLOOKUP(L30,直管換算!$B$4:$Q$26,3,FALSE)*P30,2))","v":""},{"$f":"IF(OR(L30=\"\",Q30=\"\"),\"\",ROUND(VLOOKUP(L30,直管換算!$B$4:$Q$26,4,FALSE)*Q30,2))","v":""},{"$f":"IF(OR(L30=\"\",R30=\"\"),\"\",ROUND(VLOOKUP(L30,直管換算!$B$4:$Q$26,5,FALSE)*R30,2))","v":""},{"$f":"IF(OR(L30=\"\",S30=\"\"),\"\",ROUND(VLOOKUP(L30,直管換算!$B$4:$Q$26,6,FALSE)*S30,2))","v":""},{"$f":"IF(OR(L30=\"\",T30=\"\"),\"\",ROUND(VLOOKUP(L30,直管換算!$B$4:$Q$26,7,FALSE)*T30,2))","v":""},{"$f":"IF(OR(L30=\"\",U30=\"\"),\"\",ROUND(VLOOKUP(L30,直管換算!$B$4:$Q$26,8,FALSE)*U30,2))","v":""},{"$f":"IF(OR(L30=\"\",V30=\"\"),\"\",ROUND(VLOOKUP(L30,直管換算!$B$4:$Q$26,9,FALSE)*V30,2))","v":""},{"$f":"IF(OR(L30=\"\",W30=\"\"),\"\",ROUND(VLOOKUP(L30,直管換算!$B$4:$Q$26,10,FALSE)*W30,2))","v":""},{"$f":"IF(OR(L30=\"\",X30=\"\"),\"\",ROUND(VLOOKUP(L30,直管換算!$B$4:$Q$26,11,FALSE)*X30,2))","v":""},{"$f":"IF(OR(L30=\"\",Y30=\"\"),\"\",ROUND(VLOOKUP(L30,直管換算!$B$4:$Q$26,12,FALSE)*Y30,2))","v":""},{"$f":"IF(OR(L30=\"\",Z30=\"\"),\"\",ROUND(VLOOKUP(L30,直管換算!$B$4:$Q$26,13,FALSE)*Z30,2))","v":""},{"$f":"IF(OR(L30=\"\",AA30=\"\"),\"\",ROUND(VLOOKUP(L30,直管換算!$B$4:$Q$26,14,FALSE)*AA30,2))","v":""},{"$f":"IF(OR(L30=\"\",AB30=\"\"),\"\",ROUND(VLOOKUP(L30,直管換算!$B$4:$Q$26,15,FALSE)*AB30,2))","v":""},{"$f":"IF(OR(L30=\"\",AC30=\"\"),\"\",ROUND(VLOOKUP(L30,直管換算!$B$4:$Q$26,16,FALSE)*AC30,2))","v":""},"",null,"空","","",{"$f":"IF(OR(K30=\"\",L30=\"\"),\"\",0.35464*計算公式!$B$14*POWER(AF30/1000,0.63)*POWER(BF30/1000,0.54))","v":""},{"$f":"IF(OR(K30=\"\",L30=\"\"),\"\",10.666*POWER(計算公式!$B$14,-1.85)*POWER(AF30/1000,-4.87)*POWER(H30/1000,1.85)*1000)","v":""},{"$f":"IF(内径設定!B24=\"\",\"\",内径設定!B24)","v":""},null,null,null,0,0,0,0,0]
[null,"","","","","","","",21,null,null,null,null,null,null,null,null,null,null,null,null,null,null,null,null,null,null,null,null,null,null,{"$f":"IF(L31=\"\",\"\",VLOOKUP(L31,内径設定!$B$4:$C$26,2,FALSE))","v":""},{"$f":"IF(AF31=\"\",\"\",IF(OR(AND(AF31>計算公式!$B$9,計算公式!$D$9=\"超\"),AND(AF31>=計算公式!$B$9,計算公式!$D$9=\"以上\")),\"H\",\"W\"))","v":""},"","","",{"$f":"IF(OR(L31=\"\",O31=\"\"),\"\",ROUND(VLOOKUP(L31,直管換算!$B$4:$Q$26,2,FALSE)*O31,2))","v":""},{"$f":"IF(OR(L31=\"\",P31=\"\"),\"\",ROUND(VLOOKUP(L31,直管換算!$B$4:$Q$26,3,FALSE)*P31,2))","v":""},{"$f":"IF(OR(L31=\"\",Q31=\"\"),\"\",ROUND(VLOOKUP(L31,直管換算!$B$4:$Q$26,4,FALSE)*Q31,2))","v":""},{"$f":"IF(OR(L31=\"\",R31=\"\"),\"\",ROUND(VLOOKUP(L31,直管換算!$B$4:$Q$26,5,FALSE)*R31,2))","v":""},{"$f":"IF(OR(L31=\"\",S31=\"\"),\"\",ROUND(VLOOKUP(L31,直管換算!$B$4:$Q$26,6,FALSE)*S31,2))","v":""},{"$f":"IF(OR(L31=\"\",T31=\"\"),\"\",ROUND(VLOOKUP(L31,直管換算!$B$4:$Q$26,7,FALSE)*T31,2))","v":""},{"$f":"IF(OR(L31=\"\",U31=\"\"),\"\",ROUND(VLOOKUP(L31,直管換算!$B$4:$Q$26,8,FALSE)*U31,2))","v":""},{"$f":"IF(OR(L31=\"\",V31=\"\"),\"\",ROUND(VLOOKUP(L31,直管換算!$B$4:$Q$26,9,FALSE)*V31,2))","v":""},{"$f":"IF(OR(L31=\"\",W31=\"\"),\"\",ROUND(VLOOKUP(L31,直管換算!$B$4:$Q$26,10,FALSE)*W31,2))","v":""},{"$f":"IF(OR(L31=\"\",X31=\"\"),\"\",ROUND(VLOOKUP(L31,直管換算!$B$4:$Q$26,11,FALSE)*X31,2))","v":""},{"$f":"IF(OR(L31=\"\",Y31=\"\"),\"\",ROUND(VLOOKUP(L31,直管換算!$B$4:$Q$26,12,FALSE)*Y31,2))","v":""},{"$f":"IF(OR(L31=\"\",Z31=\"\"),\"\",ROUND(VLOOKUP(L31,直管換算!$B$4:$Q$26,13,FALSE)*Z31,2))","v":""},{"$f":"IF(OR(L31=\"\",AA31=\"\"),\"\",ROUND(VLOOKUP(L31,直管換算!$B$4:$Q$26,14,FALSE)*AA31,2))","v":""},{"$f":"IF(OR(L31=\"\",AB31=\"\"),\"\",ROUND(VLOOKUP(L31,直管換算!$B$4:$Q$26,15,FALSE)*AB31,2))","v":""},{"$f":"IF(OR(L31=\"\",AC31=\"\"),\"\",ROUND(VLOOKUP(L31,直管換算!$B$4:$Q$26,16,FALSE)*AC31,2))","v":""},"",null,"空","","",{"$f":"IF(OR(K31=\"\",L31=\"\"),\"\",0.35464*計算公式!$B$14*POWER(AF31/1000,0.63)*POWER(BF31/1000,0.54))","v":""},{"$f":"IF(OR(K31=\"\",L31=\"\"),\"\",10.666*POWER(計算公式!$B$14,-1.85)*POWER(AF31/1000,-4.87)*POWER(H31/1000,1.85)*1000)","v":""},{"$f":"IF(内径設定!B25=\"\",\"\",内径設定!B25)","v":""},null,null,null,0,0,0,0,0]
[null,"","","","","","","",22,null,null,null,null,null,null,null,null,null,null,null,null,null,null,null,null,null,null,null,null,null,null,{"$f":"IF(L32=\"\",\"\",VLOOKUP(L32,内径設定!$B$4:$C$26,2,FALSE))","v":""},{"$f":"IF(AF32=\"\",\"\",IF(OR(AND(AF32>計算公式!$B$9,計算公式!$D$9=\"超\"),AND(AF32>=計算公式!$B$9,計算公式!$D$9=\"以上\")),\"H\",\"W\"))","v":""},"","","",{"$f":"IF(OR(L32=\"\",O32=\"\"),\"\",ROUND(VLOOKUP(L32,直管換算!$B$4:$Q$26,2,FALSE)*O32,2))","v":""},{"$f":"IF(OR(L32=\"\",P32=\"\"),\"\",ROUND(VLOOKUP(L32,直管換算!$B$4:$Q$26,3,FALSE)*P32,2))","v":""},{"$f":"IF(OR(L32=\"\",Q32=\"\"),\"\",ROUND(VLOOKUP(L32,直管換算!$B$4:$Q$26,4,FALSE)*Q32,2))","v":""},{"$f":"IF(OR(L32=\"\",R32=\"\"),\"\",ROUND(VLOOKUP(L32,直管換算!$B$4:$Q$26,5,FALSE)*R32,2))","v":""},{"$f":"IF(OR(L32=\"\",S32=\"\"),\"\",ROUND(VLOOKUP(L32,直管換算!$B$4:$Q$26,6,FALSE)*S32,2))","v":""},{"$f":"IF(OR(L32=\"\",T32=\"\"),\"\",ROUND(VLOOKUP(L32,直管換算!$B$4:$Q$26,7,FALSE)*T32,2))","v":""},{"$f":"IF(OR(L32=\"\",U32=\"\"),\"\",ROUND(VLOOKUP(L32,直管換算!$B$4:$Q$26,8,FALSE)*U32,2))","v":""},{"$f":"IF(OR(L32=\"\",V32=\"\"),\"\",ROUND(VLOOKUP(L32,直管換算!$B$4:$Q$26,9,FALSE)*V32,2))","v":""},{"$f":"IF(OR(L32=\"\",W32=\"\"),\"\",ROUND(VLOOKUP(L32,直管換算!$B$4:$Q$26,10,FALSE)*W32,2))","v":""},{"$f":"IF(OR(L32=\"\",X32=\"\"),\"\",ROUND(VLOOKUP(L32,直管換算!$B$4:$Q$26,11,FALSE)*X32,2))","v":""},{"$f":"IF(OR(L32=\"\",Y32=\"\"),\"\",ROUND(VLOOKUP(L32,直管換算!$B$4:$Q$26,12,FALSE)*Y32,2))","v":""},{"$f":"IF(OR(L32=\"\",Z32=\"\"),\"\",ROUND(VLOOKUP(L32,直管換算!$B$4:$Q$26,13,FALSE)*Z32,2))","v":""},{"$f":"IF(OR(L32=\"\",AA32=\"\"),\"\",ROUND(VLOOKUP(L32,直管換算!$B$4:$Q$26,14,FALSE)*AA32,2))","v":""},{"$f":"IF(OR(L32=\"\",AB32=\"\"),\"\",ROUND(VLOOKUP(L32,直管換算!$B$4:$Q$26,15,FALSE)*AB32,2))","v":""},{"$f":"IF(OR(L32=\"\",AC32=\"\"),\"\",ROUND(VLOOKUP(L32,直管換算!$B$4:$Q$26,16,FALSE)*AC32,2))","v":""},"",null,"空","","",{"$f":"IF(OR(K32=\"\",L32=\"\"),\"\",0.35464*計算公式!$B$14*POWER(AF32/1000,0.63)*POWER(BF32/1000,0.54))","v":""},{"$f":"IF(OR(K32=\"\",L32=\"\"),\"\",10.666*POWER(計算公式!$B$14,-1.85)*POWER(AF32/1000,-4.87)*POWER(H32/1000,1.85)*1000)","v":""},{"$f":"IF(内径設定!B26=\"\",\"\",内径設定!B26)","v":""},null,null,null,0,0,0,0,0]
[null,"","","","","","","",23,null,null,null,null,null,null,null,null,null,null,null,null,null,null,null,null,null,null,null,null,null,null,{"$f":"IF(L33=\"\",\"\",VLOOKUP(L33,内径設定!$B$4:$C$26,2,FALSE))","v":""},{"$f":"IF(AF33=\"\",\"\",IF(OR(AND(AF33>計算公式!$B$9,計算公式!$D$9=\"超\"),AND(AF33>=計算公式!$B$9,計算公式!$D$9=\"以上\")),\"H\",\"W\"))","v":""},"","","",{"$f":"IF(OR(L33=\"\",O33=\"\"),\"\",ROUND(VLOOKUP(L33,直管換算!$B$4:$Q$26,2,FALSE)*O33,2))","v":""},{"$f":"IF(OR(L33=\"\",P33=\"\"),\"\",ROUND(VLOOKUP(L33,直管換算!$B$4:$Q$26,3,FALSE)*P33,2))","v":""},{"$f":"IF(OR(L33=\"\",Q33=\"\"),\"\",ROUND(VLOOKUP(L33,直管換算!$B$4:$Q$26,4,FALSE)*Q33,2))","v":""},{"$f":"IF(OR(L33=\"\",R33=\"\"),\"\",ROUND(VLOOKUP(L33,直管換算!$B$4:$Q$26,5,FALSE)*R33,2))","v":""},{"$f":"IF(OR(L33=\"\",S33=\"\"),\"\",ROUND(VLOOKUP(L33,直管換算!$B$4:$Q$26,6,FALSE)*S33,2))","v":""},{"$f":"IF(OR(L33=\"\",T33=\"\"),\"\",ROUND(VLOOKUP(L33,直管換算!$B$4:$Q$26,7,FALSE)*T33,2))","v":""},{"$f":"IF(OR(L33=\"\",U33=\"\"),\"\",ROUND(VLOOKUP(L33,直管換算!$B$4:$Q$26,8,FALSE)*U33,2))","v":""},{"$f":"IF(OR(L33=\"\",V33=\"\"),\"\",ROUND(VLOOKUP(L33,直管換算!$B$4:$Q$26,9,FALSE)*V33,2))","v":""},{"$f":"IF(OR(L33=\"\",W33=\"\"),\"\",ROUND(VLOOKUP(L33,直管換算!$B$4:$Q$26,10,FALSE)*W33,2))","v":""},{"$f":"IF(OR(L33=\"\",X33=\"\"),\"\",ROUND(VLOOKUP(L33,直管換算!$B$4:$Q$26,11,FALSE)*X33,2))","v":""},{"$f":"IF(OR(L33=\"\",Y33=\"\"),\"\",ROUND(VLOOKUP(L33,直管換算!$B$4:$Q$26,12,FALSE)*Y33,2))","v":""},{"$f":"IF(OR(L33=\"\",Z33=\"\"),\"\",ROUND(VLOOKUP(L33,直管換算!$B$4:$Q$26,13,FALSE)*Z33,2))","v":""},{"$f":"IF(OR(L33=\"\",AA33=\"\"),\"\",ROUND(VLOOKUP(L33,直管換算!$B$4:$Q$26,14,FALSE)*AA33,2))","v":""},{"$f":"IF(OR(L33=\"\",AB33=\"\"),\"\",ROUND(VLOOKUP(L33,直管換算!$B$4:$Q$26,15,FALSE)*AB33,2))","v":""},{"$f":"IF(OR(L33=\"\",AC33=\"\"),\"\",ROUND(VLOOKUP(L33,直管換算!$B$4:$Q$26,16,FALSE)*AC33,2))","v":""},"",null,"空","","",{"$f":"IF(OR(K33=\"\",L33=\"\"),\"\",0.35464*計算公式!$B$14*POWER(AF33/1000,0.63)*POWER(BF33/1000,0.54))","v":""},{"$f":"IF(OR(K33=\"\",L33=\"\"),\"\",10.666*POWER(計算公式!$B$14,-1.85)*POWER(AF33/1000,-4.87)*POWER(H33/1000,1.85)*1000)","v":""},null,null,null,null,0,0,0,0,0]
[null,"","","","","","","",24,null,null,null,null,null,null,null,null,null,null,null,null,null,null,null,null,null,null,null,null,null,null,{"$f":"IF(L34=\"\",\"\",VLOOKUP(L34,内径設定!$B$4:$C$26,2,FALSE))","v":""},{"$f":"IF(AF34=\"\",\"\",IF(OR(AND(AF34>計算公式!$B$9,計算公式!$D$9=\"超\"),AND(AF34>=計算公式!$B$9,計算公式!$D$9=\"以上\")),\"H\",\"W\"))","v":""},"","","",{"$f":"IF(OR(L34=\"\",O34=\"\"),\"\",ROUND(VLOOKUP(L34,直管換算!$B$4:$Q$26,2,FALSE)*O34,2))","v":""},{"$f":"IF(OR(L34=\"\",P34=\"\"),\"\",ROUND(VLOOKUP(L34,直管換算!$B$4:$Q$26,3,FALSE)*P34,2))","v":""},{"$f":"IF(OR(L34=\"\",Q34=\"\"),\"\",ROUND(VLOOKUP(L34,直管換算!$B$4:$Q$26,4,FALSE)*Q34,2))","v":""},{"$f":"IF(OR(L34=\"\",R34=\"\"),\"\",ROUND(VLOOKUP(L34,直管換算!$B$4:$Q$26,5,FALSE)*R34,2))","v":""},{"$f":"IF(OR(L34=\"\",S34=\"\"),\"\",ROUND(VLOOKUP(L34,直管換算!$B$4:$Q$26,6,FALSE)*S34,2))","v":""},{"$f":"IF(OR(L34=\"\",T34=\"\"),\"\",ROUND(VLOOKUP(L34,直管換算!$B$4:$Q$26,7,FALSE)*T34,2))","v":""},{"$f":"IF(OR(L34=\"\",U34=\"\"),\"\",ROUND(VLOOKUP(L34,直管換算!$B$4:$Q$26,8,FALSE)*U34,2))","v":""},{"$f":"IF(OR(L34=\"\",V34=\"\"),\"\",ROUND(VLOOKUP(L34,直管換算!$B$4:$Q$26,9,FALSE)*V34,2))","v":""},{"$f":"IF(OR(L34=\"\",W34=\"\"),\"\",ROUND(VLOOKUP(L34,直管換算!$B$4:$Q$26,10,FALSE)*W34,2))","v":""},{"$f":"IF(OR(L34=\"\",X34=\"\"),\"\",ROUND(VLOOKUP(L34,直管換算!$B$4:$Q$26,11,FALSE)*X34,2))","v":""},{"$f":"IF(OR(L34=\"\",Y34=\"\"),\"\",ROUND(VLOOKUP(L34,直管換算!$B$4:$Q$26,12,FALSE)*Y34,2))","v":""},{"$f":"IF(OR(L34=\"\",Z34=\"\"),\"\",ROUND(VLOOKUP(L34,直管換算!$B$4:$Q$26,13,FALSE)*Z34,2))","v":""},{"$f":"IF(OR(L34=\"\",AA34=\"\"),\"\",ROUND(VLOOKUP(L34,直管換算!$B$4:$Q$26,14,FALSE)*AA34,2))","v":""},{"$f":"IF(OR(L34=\"\",AB34=\"\"),\"\",ROUND(VLOOKUP(L34,直管換算!$B$4:$Q$26,15,FALSE)*AB34,2))","v":""},{"$f":"IF(OR(L34=\"\",AC34=\"\"),\"\",ROUND(VLOOKUP(L34,直管換算!$B$4:$Q$26,16,FALSE)*AC34,2))","v":""},"",null,"空","","",{"$f":"IF(OR(K34=\"\",L34=\"\"),\"\",0.35464*計算公式!$B$14*POWER(AF34/1000,0.63)*POWER(BF34/1000,0.54))","v":""},{"$f":"IF(OR(K34=\"\",L34=\"\"),\"\",10.666*POWER(計算公式!$B$14,-1.85)*POWER(AF34/1000,-4.87)*POWER(H34/1000,1.85)*1000)","v":""},null,null,null,null,0,0,0,0,0]
[null,"","","","","","","",25,null,null,null,null,null,null,null,null,null,null,null,null,null,null,null,null,null,null,null,null,null,null,{"$f":"IF(L35=\"\",\"\",VLOOKUP(L35,内径設定!$B$4:$C$26,2,FALSE))","v":""},{"$f":"IF(AF35=\"\",\"\",IF(OR(AND(AF35>計算公式!$B$9,計算公式!$D$9=\"超\"),AND(AF35>=計算公式!$B$9,計算公式!$D$9=\"以上\")),\"H\",\"W\"))","v":""},"","","",{"$f":"IF(OR(L35=\"\",O35=\"\"),\"\",ROUND(VLOOKUP(L35,直管換算!$B$4:$Q$26,2,FALSE)*O35,2))","v":""},{"$f":"IF(OR(L35=\"\",P35=\"\"),\"\",ROUND(VLOOKUP(L35,直管換算!$B$4:$Q$26,3,FALSE)*P35,2))","v":""},{"$f":"IF(OR(L35=\"\",Q35=\"\"),\"\",ROUND(VLOOKUP(L35,直管換算!$B$4:$Q$26,4,FALSE)*Q35,2))","v":""},{"$f":"IF(OR(L35=\"\",R35=\"\"),\"\",ROUND(VLOOKUP(L35,直管換算!$B$4:$Q$26,5,FALSE)*R35,2))","v":""},{"$f":"IF(OR(L35=\"\",S35=\"\"),\"\",ROUND(VLOOKUP(L35,直管換算!$B$4:$Q$26,6,FALSE)*S35,2))","v":""},{"$f":"IF(OR(L35=\"\",T35=\"\"),\"\",ROUND(VLOOKUP(L35,直管換算!$B$4:$Q$26,7,FALSE)*T35,2))","v":""},{"$f":"IF(OR(L35=\"\",U35=\"\"),\"\",ROUND(VLOOKUP(L35,直管換算!$B$4:$Q$26,8,FALSE)*U35,2))","v":""},{"$f":"IF(OR(L35=\"\",V35=\"\"),\"\",ROUND(VLOOKUP(L35,直管換算!$B$4:$Q$26,9,FALSE)*V35,2))","v":""},{"$f":"IF(OR(L35=\"\",W35=\"\"),\"\",ROUND(VLOOKUP(L35,直管換算!$B$4:$Q$26,10,FALSE)*W35,2))","v":""},{"$f":"IF(OR(L35=\"\",X35=\"\"),\"\",ROUND(VLOOKUP(L35,直管換算!$B$4:$Q$26,11,FALSE)*X35,2))","v":""},{"$f":"IF(OR(L35=\"\",Y35=\"\"),\"\",ROUND(VLOOKUP(L35,直管換算!$B$4:$Q$26,12,FALSE)*Y35,2))","v":""},{"$f":"IF(OR(L35=\"\",Z35=\"\"),\"\",ROUND(VLOOKUP(L35,直管換算!$B$4:$Q$26,13,FALSE)*Z35,2))","v":""},{"$f":"IF(OR(L35=\"\",AA35=\"\"),\"\",ROUND(VLOOKUP(L35,直管換算!$B$4:$Q$26,14,FALSE)*AA35,2))","v":""},{"$f":"IF(OR(L35=\"\",AB35=\"\"),\"\",ROUND(VLOOKUP(L35,直管換算!$B$4:$Q$26,15,FALSE)*AB35,2))","v":""},{"$f":"IF(OR(L35=\"\",AC35=\"\"),\"\",ROUND(VLOOKUP(L35,直管換算!$B$4:$Q$26,16,FALSE)*AC35,2))","v":""},"",null,"空","","",{"$f":"IF(OR(K35=\"\",L35=\"\"),\"\",0.35464*計算公式!$B$14*POWER(AF35/1000,0.63)*POWER(BF35/1000,0.54))","v":""},{"$f":"IF(OR(K35=\"\",L35=\"\"),\"\",10.666*POWER(計算公式!$B$14,-1.85)*POWER(AF35/1000,-4.87)*POWER(H35/1000,1.85)*1000)","v":""},null,null,null,null,0,0,0,0,0]
[null,"","","","","","","",26,null,null,null,null,null,null,null,null,null,null,null,null,null,null,null,null,null,null,null,null,null,null,{"$f":"IF(L36=\"\",\"\",VLOOKUP(L36,内径設定!$B$4:$C$26,2,FALSE))","v":""},{"$f":"IF(AF36=\"\",\"\",IF(OR(AND(AF36>計算公式!$B$9,計算公式!$D$9=\"超\"),AND(AF36>=計算公式!$B$9,計算公式!$D$9=\"以上\")),\"H\",\"W\"))","v":""},"","","",{"$f":"IF(OR(L36=\"\",O36=\"\"),\"\",ROUND(VLOOKUP(L36,直管換算!$B$4:$Q$26,2,FALSE)*O36,2))","v":""},{"$f":"IF(OR(L36=\"\",P36=\"\"),\"\",ROUND(VLOOKUP(L36,直管換算!$B$4:$Q$26,3,FALSE)*P36,2))","v":""},{"$f":"IF(OR(L36=\"\",Q36=\"\"),\"\",ROUND(VLOOKUP(L36,直管換算!$B$4:$Q$26,4,FALSE)*Q36,2))","v":""},{"$f":"IF(OR(L36=\"\",R36=\"\"),\"\",ROUND(VLOOKUP(L36,直管換算!$B$4:$Q$26,5,FALSE)*R36,2))","v":""},{"$f":"IF(OR(L36=\"\",S36=\"\"),\"\",ROUND(VLOOKUP(L36,直管換算!$B$4:$Q$26,6,FALSE)*S36,2))","v":""},{"$f":"IF(OR(L36=\"\",T36=\"\"),\"\",ROUND(VLOOKUP(L36,直管換算!$B$4:$Q$26,7,FALSE)*T36,2))","v":""},{"$f":"IF(OR(L36=\"\",U36=\"\"),\"\",ROUND(VLOOKUP(L36,直管換算!$B$4:$Q$26,8,FALSE)*U36,2))","v":""},{"$f":"IF(OR(L36=\"\",V36=\"\"),\"\",ROUND(VLOOKUP(L36,直管換算!$B$4:$Q$26,9,FALSE)*V36,2))","v":""},{"$f":"IF(OR(L36=\"\",W36=\"\"),\"\",ROUND(VLOOKUP(L36,直管換算!$B$4:$Q$26,10,FALSE)*W36,2))","v":""},{"$f":"IF(OR(L36=\"\",X36=\"\"),\"\",ROUND(VLOOKUP(L36,直管換算!$B$4:$Q$26,11,FALSE)*X36,2))","v":""},{"$f":"IF(OR(L36=\"\",Y36=\"\"),\"\",ROUND(VLOOKUP(L36,直管換算!$B$4:$Q$26,12,FALSE)*Y36,2))","v":""},{"$f":"IF(OR(L36=\"\",Z36=\"\"),\"\",ROUND(VLOOKUP(L36,直管換算!$B$4:$Q$26,13,FALSE)*Z36,2))","v":""},{"$f":"IF(OR(L36=\"\",AA36=\"\"),\"\",ROUND(VLOOKUP(L36,直管換算!$B$4:$Q$26,14,FALSE)*AA36,2))","v":""},{"$f":"IF(OR(L36=\"\",AB36=\"\"),\"\",ROUND(VLOOKUP(L36,直管換算!$B$4:$Q$26,15,FALSE)*AB36,2))","v":""},{"$f":"IF(OR(L36=\"\",AC36=\"\"),\"\",ROUND(VLOOKUP(L36,直管換算!$B$4:$Q$26,16,FALSE)*AC36,2))","v":""},"",null,"空","","",{"$f":"IF(OR(K36=\"\",L36=\"\"),\"\",0.35464*計算公式!$B$14*POWER(AF36/1000,0.63)*POWER(BF36/1000,0.54))","v":""},{"$f":"IF(OR(K36=\"\",L36=\"\"),\"\",10.666*POWER(計算公式!$B$14,-1.85)*POWER(AF36/1000,-4.87)*POWER(H36/1000,1.85)*1000)","v":""},null,null,null,null,0,0,0,0,0]
[null,"","","","","","","",27,null,null,null,null,null,null,null,null,null,null,null,null,null,null,null,null,null,null,null,null,null,null,{"$f":"IF(L37=\"\",\"\",VLOOKUP(L37,内径設定!$B$4:$C$26,2,FALSE))","v":""},{"$f":"IF(AF37=\"\",\"\",IF(OR(AND(AF37>計算公式!$B$9,計算公式!$D$9=\"超\"),AND(AF37>=計算公式!$B$9,計算公式!$D$9=\"以上\")),\"H\",\"W\"))","v":""},"","","",{"$f":"IF(OR(L37=\"\",O37=\"\"),\"\",ROUND(VLOOKUP(L37,直管換算!$B$4:$Q$26,2,FALSE)*O37,2))","v":""},{"$f":"IF(OR(L37=\"\",P37=\"\"),\"\",ROUND(VLOOKUP(L37,直管換算!$B$4:$Q$26,3,FALSE)*P37,2))","v":""},{"$f":"IF(OR(L37=\"\",Q37=\"\"),\"\",ROUND(VLOOKUP(L37,直管換算!$B$4:$Q$26,4,FALSE)*Q37,2))","v":""},{"$f":"IF(OR(L37=\"\",R37=\"\"),\"\",ROUND(VLOOKUP(L37,直管換算!$B$4:$Q$26,5,FALSE)*R37,2))","v":""},{"$f":"IF(OR(L37=\"\",S37=\"\"),\"\",ROUND(VLOOKUP(L37,直管換算!$B$4:$Q$26,6,FALSE)*S37,2))","v":""},{"$f":"IF(OR(L37=\"\",T37=\"\"),\"\",ROUND(VLOOKUP(L37,直管換算!$B$4:$Q$26,7,FALSE)*T37,2))","v":""},{"$f":"IF(OR(L37=\"\",U37=\"\"),\"\",ROUND(VLOOKUP(L37,直管換算!$B$4:$Q$26,8,FALSE)*U37,2))","v":""},{"$f":"IF(OR(L37=\"\",V37=\"\"),\"\",ROUND(VLOOKUP(L37,直管換算!$B$4:$Q$26,9,FALSE)*V37,2))","v":""},{"$f":"IF(OR(L37=\"\",W37=\"\"),\"\",ROUND(VLOOKUP(L37,直管換算!$B$4:$Q$26,10,FALSE)*W37,2))","v":""},{"$f":"IF(OR(L37=\"\",X37=\"\"),\"\",ROUND(VLOOKUP(L37,直管換算!$B$4:$Q$26,11,FALSE)*X37,2))","v":""},{"$f":"IF(OR(L37=\"\",Y37=\"\"),\"\",ROUND(VLOOKUP(L37,直管換算!$B$4:$Q$26,12,FALSE)*Y37,2))","v":""},{"$f":"IF(OR(L37=\"\",Z37=\"\"),\"\",ROUND(VLOOKUP(L37,直管換算!$B$4:$Q$26,13,FALSE)*Z37,2))","v":""},{"$f":"IF(OR(L37=\"\",AA37=\"\"),\"\",ROUND(VLOOKUP(L37,直管換算!$B$4:$Q$26,14,FALSE)*AA37,2))","v":""},{"$f":"IF(OR(L37=\"\",AB37=\"\"),\"\",ROUND(VLOOKUP(L37,直管換算!$B$4:$Q$26,15,FALSE)*AB37,2))","v":""},{"$f":"IF(OR(L37=\"\",AC37=\"\"),\"\",ROUND(VLOOKUP(L37,直管換算!$B$4:$Q$26,16,FALSE)*AC37,2))","v":""},"",null,"空","","",{"$f":"IF(OR(K37=\"\",L37=\"\"),\"\",0.35464*計算公式!$B$14*POWER(AF37/1000,0.63)*POWER(BF37/1000,0.54))","v":""},{"$f":"IF(OR(K37=\"\",L37=\"\"),\"\",10.666*POWER(計算公式!$B$14,-1.85)*POWER(AF37/1000,-4.87)*POWER(H37/1000,1.85)*1000)","v":""},null,null,null,null,0,0,0,0,0]
[null,"","","","","","","",28,null,null,null,null,null,null,null,null,null,null,null,null,null,null,null,null,null,null,null,null,null,null,{"$f":"IF(L38=\"\",\"\",VLOOKUP(L38,内径設定!$B$4:$C$26,2,FALSE))","v":""},{"$f":"IF(AF38=\"\",\"\",IF(OR(AND(AF38>計算公式!$B$9,計算公式!$D$9=\"超\"),AND(AF38>=計算公式!$B$9,計算公式!$D$9=\"以上\")),\"H\",\"W\"))","v":""},"","","",{"$f":"IF(OR(L38=\"\",O38=\"\"),\"\",ROUND(VLOOKUP(L38,直管換算!$B$4:$Q$26,2,FALSE)*O38,2))","v":""},{"$f":"IF(OR(L38=\"\",P38=\"\"),\"\",ROUND(VLOOKUP(L38,直管換算!$B$4:$Q$26,3,FALSE)*P38,2))","v":""},{"$f":"IF(OR(L38=\"\",Q38=\"\"),\"\",ROUND(VLOOKUP(L38,直管換算!$B$4:$Q$26,4,FALSE)*Q38,2))","v":""},{"$f":"IF(OR(L38=\"\",R38=\"\"),\"\",ROUND(VLOOKUP(L38,直管換算!$B$4:$Q$26,5,FALSE)*R38,2))","v":""},{"$f":"IF(OR(L38=\"\",S38=\"\"),\"\",ROUND(VLOOKUP(L38,直管換算!$B$4:$Q$26,6,FALSE)*S38,2))","v":""},{"$f":"IF(OR(L38=\"\",T38=\"\"),\"\",ROUND(VLOOKUP(L38,直管換算!$B$4:$Q$26,7,FALSE)*T38,2))","v":""},{"$f":"IF(OR(L38=\"\",U38=\"\"),\"\",ROUND(VLOOKUP(L38,直管換算!$B$4:$Q$26,8,FALSE)*U38,2))","v":""},{"$f":"IF(OR(L38=\"\",V38=\"\"),\"\",ROUND(VLOOKUP(L38,直管換算!$B$4:$Q$26,9,FALSE)*V38,2))","v":""},{"$f":"IF(OR(L38=\"\",W38=\"\"),\"\",ROUND(VLOOKUP(L38,直管換算!$B$4:$Q$26,10,FALSE)*W38,2))","v":""},{"$f":"IF(OR(L38=\"\",X38=\"\"),\"\",ROUND(VLOOKUP(L38,直管換算!$B$4:$Q$26,11,FALSE)*X38,2))","v":""},{"$f":"IF(OR(L38=\"\",Y38=\"\"),\"\",ROUND(VLOOKUP(L38,直管換算!$B$4:$Q$26,12,FALSE)*Y38,2))","v":""},{"$f":"IF(OR(L38=\"\",Z38=\"\"),\"\",ROUND(VLOOKUP(L38,直管換算!$B$4:$Q$26,13,FALSE)*Z38,2))","v":""},{"$f":"IF(OR(L38=\"\",AA38=\"\"),\"\",ROUND(VLOOKUP(L38,直管換算!$B$4:$Q$26,14,FALSE)*AA38,2))","v":""},{"$f":"IF(OR(L38=\"\",AB38=\"\"),\"\",ROUND(VLOOKUP(L38,直管換算!$B$4:$Q$26,15,FALSE)*AB38,2))","v":""},{"$f":"IF(OR(L38=\"\",AC38=\"\"),\"\",ROUND(VLOOKUP(L38,直管換算!$B$4:$Q$26,16,FALSE)*AC38,2))","v":""},"",null,"空","","",{"$f":"IF(OR(K38=\"\",L38=\"\"),\"\",0.35464*計算公式!$B$14*POWER(AF38/1000,0.63)*POWER(BF38/1000,0.54))","v":""},{"$f":"IF(OR(K38=\"\",L38=\"\"),\"\",10.666*POWER(計算公式!$B$14,-1.85)*POWER(AF38/1000,-4.87)*POWER(H38/1000,1.85)*1000)","v":""},null,null,null,null,0,0,0,0,0]
[null,"","","","","","","",29,null,null,null,null,null,null,null,null,null,null,null,null,null,null,null,null,null,null,null,null,null,null,{"$f":"IF(L39=\"\",\"\",VLOOKUP(L39,内径設定!$B$4:$C$26,2,FALSE))","v":""},{"$f":"IF(AF39=\"\",\"\",IF(OR(AND(AF39>計算公式!$B$9,計算公式!$D$9=\"超\"),AND(AF39>=計算公式!$B$9,計算公式!$D$9=\"以上\")),\"H\",\"W\"))","v":""},"","","",{"$f":"IF(OR(L39=\"\",O39=\"\"),\"\",ROUND(VLOOKUP(L39,直管換算!$B$4:$Q$26,2,FALSE)*O39,2))","v":""},{"$f":"IF(OR(L39=\"\",P39=\"\"),\"\",ROUND(VLOOKUP(L39,直管換算!$B$4:$Q$26,3,FALSE)*P39,2))","v":""},{"$f":"IF(OR(L39=\"\",Q39=\"\"),\"\",ROUND(VLOOKUP(L39,直管換算!$B$4:$Q$26,4,FALSE)*Q39,2))","v":""},{"$f":"IF(OR(L39=\"\",R39=\"\"),\"\",ROUND(VLOOKUP(L39,直管換算!$B$4:$Q$26,5,FALSE)*R39,2))","v":""},{"$f":"IF(OR(L39=\"\",S39=\"\"),\"\",ROUND(VLOOKUP(L39,直管換算!$B$4:$Q$26,6,FALSE)*S39,2))","v":""},{"$f":"IF(OR(L39=\"\",T39=\"\"),\"\",ROUND(VLOOKUP(L39,直管換算!$B$4:$Q$26,7,FALSE)*T39,2))","v":""},{"$f":"IF(OR(L39=\"\",U39=\"\"),\"\",ROUND(VLOOKUP(L39,直管換算!$B$4:$Q$26,8,FALSE)*U39,2))","v":""},{"$f":"IF(OR(L39=\"\",V39=\"\"),\"\",ROUND(VLOOKUP(L39,直管換算!$B$4:$Q$26,9,FALSE)*V39,2))","v":""},{"$f":"IF(OR(L39=\"\",W39=\"\"),\"\",ROUND(VLOOKUP(L39,直管換算!$B$4:$Q$26,10,FALSE)*W39,2))","v":""},{"$f":"IF(OR(L39=\"\",X39=\"\"),\"\",ROUND(VLOOKUP(L39,直管換算!$B$4:$Q$26,11,FALSE)*X39,2))","v":""},{"$f":"IF(OR(L39=\"\",Y39=\"\"),\"\",ROUND(VLOOKUP(L39,直管換算!$B$4:$Q$26,12,FALSE)*Y39,2))","v":""},{"$f":"IF(OR(L39=\"\",Z39=\"\"),\"\",ROUND(VLOOKUP(L39,直管換算!$B$4:$Q$26,13,FALSE)*Z39,2))","v":""},{"$f":"IF(OR(L39=\"\",AA39=\"\"),\"\",ROUND(VLOOKUP(L39,直管換算!$B$4:$Q$26,14,FALSE)*AA39,2))","v":""},{"$f":"IF(OR(L39=\"\",AB39=\"\"),\"\",ROUND(VLOOKUP(L39,直管換算!$B$4:$Q$26,15,FALSE)*AB39,2))","v":""},{"$f":"IF(OR(L39=\"\",AC39=\"\"),\"\",ROUND(VLOOKUP(L39,直管換算!$B$4:$Q$26,16,FALSE)*AC39,2))","v":""},"",null,"空","","",{"$f":"IF(OR(K39=\"\",L39=\"\"),\"\",0.35464*計算公式!$B$14*POWER(AF39/1000,0.63)*POWER(BF39/1000,0.54))","v":""},{"$f":"IF(OR(K39=\"\",L39=\"\"),\"\",10.666*POWER(計算公式!$B$14,-1.85)*POWER(AF39/1000,-4.87)*POWER(H39/1000,1.85)*1000)","v":""},null,null,null,null,0,0,0,0,0]
[null,"","","","","","","",30,null,null,null,null,null,null,null,null,null,null,null,null,null,null,null,null,null,null,null,null,null,null,{"$f":"IF(L40=\"\",\"\",VLOOKUP(L40,内径設定!$B$4:$C$26,2,FALSE))","v":""},{"$f":"IF(AF40=\"\",\"\",IF(OR(AND(AF40>計算公式!$B$9,計算公式!$D$9=\"超\"),AND(AF40>=計算公式!$B$9,計算公式!$D$9=\"以上\")),\"H\",\"W\"))","v":""},"","","",{"$f":"IF(OR(L40=\"\",O40=\"\"),\"\",ROUND(VLOOKUP(L40,直管換算!$B$4:$Q$26,2,FALSE)*O40,2))","v":""},{"$f":"IF(OR(L40=\"\",P40=\"\"),\"\",ROUND(VLOOKUP(L40,直管換算!$B$4:$Q$26,3,FALSE)*P40,2))","v":""},{"$f":"IF(OR(L40=\"\",Q40=\"\"),\"\",ROUND(VLOOKUP(L40,直管換算!$B$4:$Q$26,4,FALSE)*Q40,2))","v":""},{"$f":"IF(OR(L40=\"\",R40=\"\"),\"\",ROUND(VLOOKUP(L40,直管換算!$B$4:$Q$26,5,FALSE)*R40,2))","v":""},{"$f":"IF(OR(L40=\"\",S40=\"\"),\"\",ROUND(VLOOKUP(L40,直管換算!$B$4:$Q$26,6,FALSE)*S40,2))","v":""},{"$f":"IF(OR(L40=\"\",T40=\"\"),\"\",ROUND(VLOOKUP(L40,直管換算!$B$4:$Q$26,7,FALSE)*T40,2))","v":""},{"$f":"IF(OR(L40=\"\",U40=\"\"),\"\",ROUND(VLOOKUP(L40,直管換算!$B$4:$Q$26,8,FALSE)*U40,2))","v":""},{"$f":"IF(OR(L40=\"\",V40=\"\"),\"\",ROUND(VLOOKUP(L40,直管換算!$B$4:$Q$26,9,FALSE)*V40,2))","v":""},{"$f":"IF(OR(L40=\"\",W40=\"\"),\"\",ROUND(VLOOKUP(L40,直管換算!$B$4:$Q$26,10,FALSE)*W40,2))","v":""},{"$f":"IF(OR(L40=\"\",X40=\"\"),\"\",ROUND(VLOOKUP(L40,直管換算!$B$4:$Q$26,11,FALSE)*X40,2))","v":""},{"$f":"IF(OR(L40=\"\",Y40=\"\"),\"\",ROUND(VLOOKUP(L40,直管換算!$B$4:$Q$26,12,FALSE)*Y40,2))","v":""},{"$f":"IF(OR(L40=\"\",Z40=\"\"),\"\",ROUND(VLOOKUP(L40,直管換算!$B$4:$Q$26,13,FALSE)*Z40,2))","v":""},{"$f":"IF(OR(L40=\"\",AA40=\"\"),\"\",ROUND(VLOOKUP(L40,直管換算!$B$4:$Q$26,14,FALSE)*AA40,2))","v":""},{"$f":"IF(OR(L40=\"\",AB40=\"\"),\"\",ROUND(VLOOKUP(L40,直管換算!$B$4:$Q$26,15,FALSE)*AB40,2))","v":""},{"$f":"IF(OR(L40=\"\",AC40=\"\"),\"\",ROUND(VLOOKUP(L40,直管換算!$B$4:$Q$26,16,FALSE)*AC40,2))","v":""},"",null,"空","","",{"$f":"IF(OR(K40=\"\",L40=\"\"),\"\",0.35464*計算公式!$B$14*POWER(AF40/1000,0.63)*POWER(BF40/1000,0.54))","v":""},{"$f":"IF(OR(K40=\"\",L40=\"\"),\"\",10.666*POWER(計算公式!$B$14,-1.85)*POWER(AF40/1000,-4.87)*POWER(H40/1000,1.85)*1000)","v":""},null,null,null,null,0,0,0,0,0]
[null,"","","","","","","",31,null,null,null,null,null,null,null,null,null,null,null,null,null,null,null,null,null,null,null,null,null,null,{"$f":"IF(L41=\"\",\"\",VLOOKUP(L41,内径設定!$B$4:$C$26,2,FALSE))","v":""},{"$f":"IF(AF41=\"\",\"\",IF(OR(AND(AF41>計算公式!$B$9,計算公式!$D$9=\"超\"),AND(AF41>=計算公式!$B$9,計算公式!$D$9=\"以上\")),\"H\",\"W\"))","v":""},"","","",{"$f":"IF(OR(L41=\"\",O41=\"\"),\"\",ROUND(VLOOKUP(L41,直管換算!$B$4:$Q$26,2,FALSE)*O41,2))","v":""},{"$f":"IF(OR(L41=\"\",P41=\"\"),\"\",ROUND(VLOOKUP(L41,直管換算!$B$4:$Q$26,3,FALSE)*P41,2))","v":""},{"$f":"IF(OR(L41=\"\",Q41=\"\"),\"\",ROUND(VLOOKUP(L41,直管換算!$B$4:$Q$26,4,FALSE)*Q41,2))","v":""},{"$f":"IF(OR(L41=\"\",R41=\"\"),\"\",ROUND(VLOOKUP(L41,直管換算!$B$4:$Q$26,5,FALSE)*R41,2))","v":""},{"$f":"IF(OR(L41=\"\",S41=\"\"),\"\",ROUND(VLOOKUP(L41,直管換算!$B$4:$Q$26,6,FALSE)*S41,2))","v":""},{"$f":"IF(OR(L41=\"\",T41=\"\"),\"\",ROUND(VLOOKUP(L41,直管換算!$B$4:$Q$26,7,FALSE)*T41,2))","v":""},{"$f":"IF(OR(L41=\"\",U41=\"\"),\"\",ROUND(VLOOKUP(L41,直管換算!$B$4:$Q$26,8,FALSE)*U41,2))","v":""},{"$f":"IF(OR(L41=\"\",V41=\"\"),\"\",ROUND(VLOOKUP(L41,直管換算!$B$4:$Q$26,9,FALSE)*V41,2))","v":""},{"$f":"IF(OR(L41=\"\",W41=\"\"),\"\",ROUND(VLOOKUP(L41,直管換算!$B$4:$Q$26,10,FALSE)*W41,2))","v":""},{"$f":"IF(OR(L41=\"\",X41=\"\"),\"\",ROUND(VLOOKUP(L41,直管換算!$B$4:$Q$26,11,FALSE)*X41,2))","v":""},{"$f":"IF(OR(L41=\"\",Y41=\"\"),\"\",ROUND(VLOOKUP(L41,直管換算!$B$4:$Q$26,12,FALSE)*Y41,2))","v":""},{"$f":"IF(OR(L41=\"\",Z41=\"\"),\"\",ROUND(VLOOKUP(L41,直管換算!$B$4:$Q$26,13,FALSE)*Z41,2))","v":""},{"$f":"IF(OR(L41=\"\",AA41=\"\"),\"\",ROUND(VLOOKUP(L41,直管換算!$B$4:$Q$26,14,FALSE)*AA41,2))","v":""},{"$f":"IF(OR(L41=\"\",AB41=\"\"),\"\",ROUND(VLOOKUP(L41,直管換算!$B$4:$Q$26,15,FALSE)*AB41,2))","v":""},{"$f":"IF(OR(L41=\"\",AC41=\"\"),\"\",ROUND(VLOOKUP(L41,直管換算!$B$4:$Q$26,16,FALSE)*AC41,2))","v":""},"",null,"空","","",{"$f":"IF(OR(K41=\"\",L41=\"\"),\"\",0.35464*計算公式!$B$14*POWER(AF41/1000,0.63)*POWER(BF41/1000,0.54))","v":""},{"$f":"IF(OR(K41=\"\",L41=\"\"),\"\",10.666*POWER(計算公式!$B$14,-1.85)*POWER(AF41/1000,-4.87)*POWER(H41/1000,1.85)*1000)","v":""},null,null,null,null,0,0,0,0,0]
[null,"","","","","","","",32,null,null,null,null,null,null,null,null,null,null,null,null,null,null,null,null,null,null,null,null,null,null,{"$f":"IF(L42=\"\",\"\",VLOOKUP(L42,内径設定!$B$4:$C$26,2,FALSE))","v":""},{"$f":"IF(AF42=\"\",\"\",IF(OR(AND(AF42>計算公式!$B$9,計算公式!$D$9=\"超\"),AND(AF42>=計算公式!$B$9,計算公式!$D$9=\"以上\")),\"H\",\"W\"))","v":""},"","","",{"$f":"IF(OR(L42=\"\",O42=\"\"),\"\",ROUND(VLOOKUP(L42,直管換算!$B$4:$Q$26,2,FALSE)*O42,2))","v":""},{"$f":"IF(OR(L42=\"\",P42=\"\"),\"\",ROUND(VLOOKUP(L42,直管換算!$B$4:$Q$26,3,FALSE)*P42,2))","v":""},{"$f":"IF(OR(L42=\"\",Q42=\"\"),\"\",ROUND(VLOOKUP(L42,直管換算!$B$4:$Q$26,4,FALSE)*Q42,2))","v":""},{"$f":"IF(OR(L42=\"\",R42=\"\"),\"\",ROUND(VLOOKUP(L42,直管換算!$B$4:$Q$26,5,FALSE)*R42,2))","v":""},{"$f":"IF(OR(L42=\"\",S42=\"\"),\"\",ROUND(VLOOKUP(L42,直管換算!$B$4:$Q$26,6,FALSE)*S42,2))","v":""},{"$f":"IF(OR(L42=\"\",T42=\"\"),\"\",ROUND(VLOOKUP(L42,直管換算!$B$4:$Q$26,7,FALSE)*T42,2))","v":""},{"$f":"IF(OR(L42=\"\",U42=\"\"),\"\",ROUND(VLOOKUP(L42,直管換算!$B$4:$Q$26,8,FALSE)*U42,2))","v":""},{"$f":"IF(OR(L42=\"\",V42=\"\"),\"\",ROUND(VLOOKUP(L42,直管換算!$B$4:$Q$26,9,FALSE)*V42,2))","v":""},{"$f":"IF(OR(L42=\"\",W42=\"\"),\"\",ROUND(VLOOKUP(L42,直管換算!$B$4:$Q$26,10,FALSE)*W42,2))","v":""},{"$f":"IF(OR(L42=\"\",X42=\"\"),\"\",ROUND(VLOOKUP(L42,直管換算!$B$4:$Q$26,11,FALSE)*X42,2))","v":""},{"$f":"IF(OR(L42=\"\",Y42=\"\"),\"\",ROUND(VLOOKUP(L42,直管換算!$B$4:$Q$26,12,FALSE)*Y42,2))","v":""},{"$f":"IF(OR(L42=\"\",Z42=\"\"),\"\",ROUND(VLOOKUP(L42,直管換算!$B$4:$Q$26,13,FALSE)*Z42,2))","v":""},{"$f":"IF(OR(L42=\"\",AA42=\"\"),\"\",ROUND(VLOOKUP(L42,直管換算!$B$4:$Q$26,14,FALSE)*AA42,2))","v":""},{"$f":"IF(OR(L42=\"\",AB42=\"\"),\"\",ROUND(VLOOKUP(L42,直管換算!$B$4:$Q$26,15,FALSE)*AB42,2))","v":""},{"$f":"IF(OR(L42=\"\",AC42=\"\"),\"\",ROUND(VLOOKUP(L42,直管換算!$B$4:$Q$26,16,FALSE)*AC42,2))","v":""},"",null,"空","","",{"$f":"IF(OR(K42=\"\",L42=\"\"),\"\",0.35464*計算公式!$B$14*POWER(AF42/1000,0.63)*POWER(BF42/1000,0.54))","v":""},{"$f":"IF(OR(K42=\"\",L42=\"\"),\"\",10.666*POWER(計算公式!$B$14,-1.85)*POWER(AF42/1000,-4.87)*POWER(H42/1000,1.85)*1000)","v":""},null,null,null,null,0,0,0,0,0]
[null,"","","","","","","",33,null,null,null,null,null,null,null,null,null,null,null,null,null,null,null,null,null,null,null,null,null,null,{"$f":"IF(L43=\"\",\"\",VLOOKUP(L43,内径設定!$B$4:$C$26,2,FALSE))","v":""},{"$f":"IF(AF43=\"\",\"\",IF(OR(AND(AF43>計算公式!$B$9,計算公式!$D$9=\"超\"),AND(AF43>=計算公式!$B$9,計算公式!$D$9=\"以上\")),\"H\",\"W\"))","v":""},"","","",{"$f":"IF(OR(L43=\"\",O43=\"\"),\"\",ROUND(VLOOKUP(L43,直管換算!$B$4:$Q$26,2,FALSE)*O43,2))","v":""},{"$f":"IF(OR(L43=\"\",P43=\"\"),\"\",ROUND(VLOOKUP(L43,直管換算!$B$4:$Q$26,3,FALSE)*P43,2))","v":""},{"$f":"IF(OR(L43=\"\",Q43=\"\"),\"\",ROUND(VLOOKUP(L43,直管換算!$B$4:$Q$26,4,FALSE)*Q43,2))","v":""},{"$f":"IF(OR(L43=\"\",R43=\"\"),\"\",ROUND(VLOOKUP(L43,直管換算!$B$4:$Q$26,5,FALSE)*R43,2))","v":""},{"$f":"IF(OR(L43=\"\",S43=\"\"),\"\",ROUND(VLOOKUP(L43,直管換算!$B$4:$Q$26,6,FALSE)*S43,2))","v":""},{"$f":"IF(OR(L43=\"\",T43=\"\"),\"\",ROUND(VLOOKUP(L43,直管換算!$B$4:$Q$26,7,FALSE)*T43,2))","v":""},{"$f":"IF(OR(L43=\"\",U43=\"\"),\"\",ROUND(VLOOKUP(L43,直管換算!$B$4:$Q$26,8,FALSE)*U43,2))","v":""},{"$f":"IF(OR(L43=\"\",V43=\"\"),\"\",ROUND(VLOOKUP(L43,直管換算!$B$4:$Q$26,9,FALSE)*V43,2))","v":""},{"$f":"IF(OR(L43=\"\",W43=\"\"),\"\",ROUND(VLOOKUP(L43,直管換算!$B$4:$Q$26,10,FALSE)*W43,2))","v":""},{"$f":"IF(OR(L43=\"\",X43=\"\"),\"\",ROUND(VLOOKUP(L43,直管換算!$B$4:$Q$26,11,FALSE)*X43,2))","v":""},{"$f":"IF(OR(L43=\"\",Y43=\"\"),\"\",ROUND(VLOOKUP(L43,直管換算!$B$4:$Q$26,12,FALSE)*Y43,2))","v":""},{"$f":"IF(OR(L43=\"\",Z43=\"\"),\"\",ROUND(VLOOKUP(L43,直管換算!$B$4:$Q$26,13,FALSE)*Z43,2))","v":""},{"$f":"IF(OR(L43=\"\",AA43=\"\"),\"\",ROUND(VLOOKUP(L43,直管換算!$B$4:$Q$26,14,FALSE)*AA43,2))","v":""},{"$f":"IF(OR(L43=\"\",AB43=\"\"),\"\",ROUND(VLOOKUP(L43,直管換算!$B$4:$Q$26,15,FALSE)*AB43,2))","v":""},{"$f":"IF(OR(L43=\"\",AC43=\"\"),\"\",ROUND(VLOOKUP(L43,直管換算!$B$4:$Q$26,16,FALSE)*AC43,2))","v":""},"",null,"空","","",{"$f":"IF(OR(K43=\"\",L43=\"\"),\"\",0.35464*計算公式!$B$14*POWER(AF43/1000,0.63)*POWER(BF43/1000,0.54))","v":""},{"$f":"IF(OR(K43=\"\",L43=\"\"),\"\",10.666*POWER(計算公式!$B$14,-1.85)*POWER(AF43/1000,-4.87)*POWER(H43/1000,1.85)*1000)","v":""},null,null,null,null,0,0,0,0,0]
[null,"","","","","","","",34,null,null,null,null,null,null,null,null,null,null,null,null,null,null,null,null,null,null,null,null,null,null,{"$f":"IF(L44=\"\",\"\",VLOOKUP(L44,内径設定!$B$4:$C$26,2,FALSE))","v":""},{"$f":"IF(AF44=\"\",\"\",IF(OR(AND(AF44>計算公式!$B$9,計算公式!$D$9=\"超\"),AND(AF44>=計算公式!$B$9,計算公式!$D$9=\"以上\")),\"H\",\"W\"))","v":""},"","","",{"$f":"IF(OR(L44=\"\",O44=\"\"),\"\",ROUND(VLOOKUP(L44,直管換算!$B$4:$Q$26,2,FALSE)*O44,2))","v":""},{"$f":"IF(OR(L44=\"\",P44=\"\"),\"\",ROUND(VLOOKUP(L44,直管換算!$B$4:$Q$26,3,FALSE)*P44,2))","v":""},{"$f":"IF(OR(L44=\"\",Q44=\"\"),\"\",ROUND(VLOOKUP(L44,直管換算!$B$4:$Q$26,4,FALSE)*Q44,2))","v":""},{"$f":"IF(OR(L44=\"\",R44=\"\"),\"\",ROUND(VLOOKUP(L44,直管換算!$B$4:$Q$26,5,FALSE)*R44,2))","v":""},{"$f":"IF(OR(L44=\"\",S44=\"\"),\"\",ROUND(VLOOKUP(L44,直管換算!$B$4:$Q$26,6,FALSE)*S44,2))","v":""},{"$f":"IF(OR(L44=\"\",T44=\"\"),\"\",ROUND(VLOOKUP(L44,直管換算!$B$4:$Q$26,7,FALSE)*T44,2))","v":""},{"$f":"IF(OR(L44=\"\",U44=\"\"),\"\",ROUND(VLOOKUP(L44,直管換算!$B$4:$Q$26,8,FALSE)*U44,2))","v":""},{"$f":"IF(OR(L44=\"\",V44=\"\"),\"\",ROUND(VLOOKUP(L44,直管換算!$B$4:$Q$26,9,FALSE)*V44,2))","v":""},{"$f":"IF(OR(L44=\"\",W44=\"\"),\"\",ROUND(VLOOKUP(L44,直管換算!$B$4:$Q$26,10,FALSE)*W44,2))","v":""},{"$f":"IF(OR(L44=\"\",X44=\"\"),\"\",ROUND(VLOOKUP(L44,直管換算!$B$4:$Q$26,11,FALSE)*X44,2))","v":""},{"$f":"IF(OR(L44=\"\",Y44=\"\"),\"\",ROUND(VLOOKUP(L44,直管換算!$B$4:$Q$26,12,FALSE)*Y44,2))","v":""},{"$f":"IF(OR(L44=\"\",Z44=\"\"),\"\",ROUND(VLOOKUP(L44,直管換算!$B$4:$Q$26,13,FALSE)*Z44,2))","v":""},{"$f":"IF(OR(L44=\"\",AA44=\"\"),\"\",ROUND(VLOOKUP(L44,直管換算!$B$4:$Q$26,14,FALSE)*AA44,2))","v":""},{"$f":"IF(OR(L44=\"\",AB44=\"\"),\"\",ROUND(VLOOKUP(L44,直管換算!$B$4:$Q$26,15,FALSE)*AB44,2))","v":""},{"$f":"IF(OR(L44=\"\",AC44=\"\"),\"\",ROUND(VLOOKUP(L44,直管換算!$B$4:$Q$26,16,FALSE)*AC44,2))","v":""},"",null,"空","","",{"$f":"IF(OR(K44=\"\",L44=\"\"),\"\",0.35464*計算公式!$B$14*POWER(AF44/1000,0.63)*POWER(BF44/1000,0.54))","v":""},{"$f":"IF(OR(K44=\"\",L44=\"\"),\"\",10.666*POWER(計算公式!$B$14,-1.85)*POWER(AF44/1000,-4.87)*POWER(H44/1000,1.85)*1000)","v":""},null,null,null,null,0,0,0,0,0]
[null,"","","","","","","",35,null,null,null,null,null,null,null,null,null,null,null,null,null,null,null,null,null,null,null,null,null,null,{"$f":"IF(L45=\"\",\"\",VLOOKUP(L45,内径設定!$B$4:$C$26,2,FALSE))","v":""},{"$f":"IF(AF45=\"\",\"\",IF(OR(AND(AF45>計算公式!$B$9,計算公式!$D$9=\"超\"),AND(AF45>=計算公式!$B$9,計算公式!$D$9=\"以上\")),\"H\",\"W\"))","v":""},"","","",{"$f":"IF(OR(L45=\"\",O45=\"\"),\"\",ROUND(VLOOKUP(L45,直管換算!$B$4:$Q$26,2,FALSE)*O45,2))","v":""},{"$f":"IF(OR(L45=\"\",P45=\"\"),\"\",ROUND(VLOOKUP(L45,直管換算!$B$4:$Q$26,3,FALSE)*P45,2))","v":""},{"$f":"IF(OR(L45=\"\",Q45=\"\"),\"\",ROUND(VLOOKUP(L45,直管換算!$B$4:$Q$26,4,FALSE)*Q45,2))","v":""},{"$f":"IF(OR(L45=\"\",R45=\"\"),\"\",ROUND(VLOOKUP(L45,直管換算!$B$4:$Q$26,5,FALSE)*R45,2))","v":""},{"$f":"IF(OR(L45=\"\",S45=\"\"),\"\",ROUND(VLOOKUP(L45,直管換算!$B$4:$Q$26,6,FALSE)*S45,2))","v":""},{"$f":"IF(OR(L45=\"\",T45=\"\"),\"\",ROUND(VLOOKUP(L45,直管換算!$B$4:$Q$26,7,FALSE)*T45,2))","v":""},{"$f":"IF(OR(L45=\"\",U45=\"\"),\"\",ROUND(VLOOKUP(L45,直管換算!$B$4:$Q$26,8,FALSE)*U45,2))","v":""},{"$f":"IF(OR(L45=\"\",V45=\"\"),\"\",ROUND(VLOOKUP(L45,直管換算!$B$4:$Q$26,9,FALSE)*V45,2))","v":""},{"$f":"IF(OR(L45=\"\",W45=\"\"),\"\",ROUND(VLOOKUP(L45,直管換算!$B$4:$Q$26,10,FALSE)*W45,2))","v":""},{"$f":"IF(OR(L45=\"\",X45=\"\"),\"\",ROUND(VLOOKUP(L45,直管換算!$B$4:$Q$26,11,FALSE)*X45,2))","v":""},{"$f":"IF(OR(L45=\"\",Y45=\"\"),\"\",ROUND(VLOOKUP(L45,直管換算!$B$4:$Q$26,12,FALSE)*Y45,2))","v":""},{"$f":"IF(OR(L45=\"\",Z45=\"\"),\"\",ROUND(VLOOKUP(L45,直管換算!$B$4:$Q$26,13,FALSE)*Z45,2))","v":""},{"$f":"IF(OR(L45=\"\",AA45=\"\"),\"\",ROUND(VLOOKUP(L45,直管換算!$B$4:$Q$26,14,FALSE)*AA45,2))","v":""},{"$f":"IF(OR(L45=\"\",AB45=\"\"),\"\",ROUND(VLOOKUP(L45,直管換算!$B$4:$Q$26,15,FALSE)*AB45,2))","v":""},{"$f":"IF(OR(L45=\"\",AC45=\"\"),\"\",ROUND(VLOOKUP(L45,直管換算!$B$4:$Q$26,16,FALSE)*AC45,2))","v":""},"",null,"空","","",{"$f":"IF(OR(K45=\"\",L45=\"\"),\"\",0.35464*計算公式!$B$14*POWER(AF45/1000,0.63)*POWER(BF45/1000,0.54))","v":""},{"$f":"IF(OR(K45=\"\",L45=\"\"),\"\",10.666*POWER(計算公式!$B$14,-1.85)*POWER(AF45/1000,-4.87)*POWER(H45/1000,1.85)*1000)","v":""},null,null,null,null,0,0,0,0,0]
[null,"","","","","","","",36,null,null,null,null,null,null,null,null,null,null,null,null,null,null,null,null,null,null,null,null,null,null,{"$f":"IF(L46=\"\",\"\",VLOOKUP(L46,内径設定!$B$4:$C$26,2,FALSE))","v":""},{"$f":"IF(AF46=\"\",\"\",IF(OR(AND(AF46>計算公式!$B$9,計算公式!$D$9=\"超\"),AND(AF46>=計算公式!$B$9,計算公式!$D$9=\"以上\")),\"H\",\"W\"))","v":""},"","","",{"$f":"IF(OR(L46=\"\",O46=\"\"),\"\",ROUND(VLOOKUP(L46,直管換算!$B$4:$Q$26,2,FALSE)*O46,2))","v":""},{"$f":"IF(OR(L46=\"\",P46=\"\"),\"\",ROUND(VLOOKUP(L46,直管換算!$B$4:$Q$26,3,FALSE)*P46,2))","v":""},{"$f":"IF(OR(L46=\"\",Q46=\"\"),\"\",ROUND(VLOOKUP(L46,直管換算!$B$4:$Q$26,4,FALSE)*Q46,2))","v":""},{"$f":"IF(OR(L46=\"\",R46=\"\"),\"\",ROUND(VLOOKUP(L46,直管換算!$B$4:$Q$26,5,FALSE)*R46,2))","v":""},{"$f":"IF(OR(L46=\"\",S46=\"\"),\"\",ROUND(VLOOKUP(L46,直管換算!$B$4:$Q$26,6,FALSE)*S46,2))","v":""},{"$f":"IF(OR(L46=\"\",T46=\"\"),\"\",ROUND(VLOOKUP(L46,直管換算!$B$4:$Q$26,7,FALSE)*T46,2))","v":""},{"$f":"IF(OR(L46=\"\",U46=\"\"),\"\",ROUND(VLOOKUP(L46,直管換算!$B$4:$Q$26,8,FALSE)*U46,2))","v":""},{"$f":"IF(OR(L46=\"\",V46=\"\"),\"\",ROUND(VLOOKUP(L46,直管換算!$B$4:$Q$26,9,FALSE)*V46,2))","v":""},{"$f":"IF(OR(L46=\"\",W46=\"\"),\"\",ROUND(VLOOKUP(L46,直管換算!$B$4:$Q$26,10,FALSE)*W46,2))","v":""},{"$f":"IF(OR(L46=\"\",X46=\"\"),\"\",ROUND(VLOOKUP(L46,直管換算!$B$4:$Q$26,11,FALSE)*X46,2))","v":""},{"$f":"IF(OR(L46=\"\",Y46=\"\"),\"\",ROUND(VLOOKUP(L46,直管換算!$B$4:$Q$26,12,FALSE)*Y46,2))","v":""},{"$f":"IF(OR(L46=\"\",Z46=\"\"),\"\",ROUND(VLOOKUP(L46,直管換算!$B$4:$Q$26,13,FALSE)*Z46,2))","v":""},{"$f":"IF(OR(L46=\"\",AA46=\"\"),\"\",ROUND(VLOOKUP(L46,直管換算!$B$4:$Q$26,14,FALSE)*AA46,2))","v":""},{"$f":"IF(OR(L46=\"\",AB46=\"\"),\"\",ROUND(VLOOKUP(L46,直管換算!$B$4:$Q$26,15,FALSE)*AB46,2))","v":""},{"$f":"IF(OR(L46=\"\",AC46=\"\"),\"\",ROUND(VLOOKUP(L46,直管換算!$B$4:$Q$26,16,FALSE)*AC46,2))","v":""},"",null,"空","","",{"$f":"IF(OR(K46=\"\",L46=\"\"),\"\",0.35464*計算公式!$B$14*POWER(AF46/1000,0.63)*POWER(BF46/1000,0.54))","v":""},{"$f":"IF(OR(K46=\"\",L46=\"\"),\"\",10.666*POWER(計算公式!$B$14,-1.85)*POWER(AF46/1000,-4.87)*POWER(H46/1000,1.85)*1000)","v":""},null,null,null,null,0,0,0,0,0]
[null,"","","","","","","",37,null,null,null,null,null,null,null,null,null,null,null,null,null,null,null,null,null,null,null,null,null,null,{"$f":"IF(L47=\"\",\"\",VLOOKUP(L47,内径設定!$B$4:$C$26,2,FALSE))","v":""},{"$f":"IF(AF47=\"\",\"\",IF(OR(AND(AF47>計算公式!$B$9,計算公式!$D$9=\"超\"),AND(AF47>=計算公式!$B$9,計算公式!$D$9=\"以上\")),\"H\",\"W\"))","v":""},"","","",{"$f":"IF(OR(L47=\"\",O47=\"\"),\"\",ROUND(VLOOKUP(L47,直管換算!$B$4:$Q$26,2,FALSE)*O47,2))","v":""},{"$f":"IF(OR(L47=\"\",P47=\"\"),\"\",ROUND(VLOOKUP(L47,直管換算!$B$4:$Q$26,3,FALSE)*P47,2))","v":""},{"$f":"IF(OR(L47=\"\",Q47=\"\"),\"\",ROUND(VLOOKUP(L47,直管換算!$B$4:$Q$26,4,FALSE)*Q47,2))","v":""},{"$f":"IF(OR(L47=\"\",R47=\"\"),\"\",ROUND(VLOOKUP(L47,直管換算!$B$4:$Q$26,5,FALSE)*R47,2))","v":""},{"$f":"IF(OR(L47=\"\",S47=\"\"),\"\",ROUND(VLOOKUP(L47,直管換算!$B$4:$Q$26,6,FALSE)*S47,2))","v":""},{"$f":"IF(OR(L47=\"\",T47=\"\"),\"\",ROUND(VLOOKUP(L47,直管換算!$B$4:$Q$26,7,FALSE)*T47,2))","v":""},{"$f":"IF(OR(L47=\"\",U47=\"\"),\"\",ROUND(VLOOKUP(L47,直管換算!$B$4:$Q$26,8,FALSE)*U47,2))","v":""},{"$f":"IF(OR(L47=\"\",V47=\"\"),\"\",ROUND(VLOOKUP(L47,直管換算!$B$4:$Q$26,9,FALSE)*V47,2))","v":""},{"$f":"IF(OR(L47=\"\",W47=\"\"),\"\",ROUND(VLOOKUP(L47,直管換算!$B$4:$Q$26,10,FALSE)*W47,2))","v":""},{"$f":"IF(OR(L47=\"\",X47=\"\"),\"\",ROUND(VLOOKUP(L47,直管換算!$B$4:$Q$26,11,FALSE)*X47,2))","v":""},{"$f":"IF(OR(L47=\"\",Y47=\"\"),\"\",ROUND(VLOOKUP(L47,直管換算!$B$4:$Q$26,12,FALSE)*Y47,2))","v":""},{"$f":"IF(OR(L47=\"\",Z47=\"\"),\"\",ROUND(VLOOKUP(L47,直管換算!$B$4:$Q$26,13,FALSE)*Z47,2))","v":""},{"$f":"IF(OR(L47=\"\",AA47=\"\"),\"\",ROUND(VLOOKUP(L47,直管換算!$B$4:$Q$26,14,FALSE)*AA47,2))","v":""},{"$f":"IF(OR(L47=\"\",AB47=\"\"),\"\",ROUND(VLOOKUP(L47,直管換算!$B$4:$Q$26,15,FALSE)*AB47,2))","v":""},{"$f":"IF(OR(L47=\"\",AC47=\"\"),\"\",ROUND(VLOOKUP(L47,直管換算!$B$4:$Q$26,16,FALSE)*AC47,2))","v":""},"",null,"空","","",{"$f":"IF(OR(K47=\"\",L47=\"\"),\"\",0.35464*計算公式!$B$14*POWER(AF47/1000,0.63)*POWER(BF47/1000,0.54))","v":""},{"$f":"IF(OR(K47=\"\",L47=\"\"),\"\",10.666*POWER(計算公式!$B$14,-1.85)*POWER(AF47/1000,-4.87)*POWER(H47/1000,1.85)*1000)","v":""},null,null,null,null,0,0,0,0,0]
[null,"","","","","","","",38,null,null,null,null,null,null,null,null,null,null,null,null,null,null,null,null,null,null,null,null,null,null,{"$f":"IF(L48=\"\",\"\",VLOOKUP(L48,内径設定!$B$4:$C$26,2,FALSE))","v":""},{"$f":"IF(AF48=\"\",\"\",IF(OR(AND(AF48>計算公式!$B$9,計算公式!$D$9=\"超\"),AND(AF48>=計算公式!$B$9,計算公式!$D$9=\"以上\")),\"H\",\"W\"))","v":""},"","","",{"$f":"IF(OR(L48=\"\",O48=\"\"),\"\",ROUND(VLOOKUP(L48,直管換算!$B$4:$Q$26,2,FALSE)*O48,2))","v":""},{"$f":"IF(OR(L48=\"\",P48=\"\"),\"\",ROUND(VLOOKUP(L48,直管換算!$B$4:$Q$26,3,FALSE)*P48,2))","v":""},{"$f":"IF(OR(L48=\"\",Q48=\"\"),\"\",ROUND(VLOOKUP(L48,直管換算!$B$4:$Q$26,4,FALSE)*Q48,2))","v":""},{"$f":"IF(OR(L48=\"\",R48=\"\"),\"\",ROUND(VLOOKUP(L48,直管換算!$B$4:$Q$26,5,FALSE)*R48,2))","v":""},{"$f":"IF(OR(L48=\"\",S48=\"\"),\"\",ROUND(VLOOKUP(L48,直管換算!$B$4:$Q$26,6,FALSE)*S48,2))","v":""},{"$f":"IF(OR(L48=\"\",T48=\"\"),\"\",ROUND(VLOOKUP(L48,直管換算!$B$4:$Q$26,7,FALSE)*T48,2))","v":""},{"$f":"IF(OR(L48=\"\",U48=\"\"),\"\",ROUND(VLOOKUP(L48,直管換算!$B$4:$Q$26,8,FALSE)*U48,2))","v":""},{"$f":"IF(OR(L48=\"\",V48=\"\"),\"\",ROUND(VLOOKUP(L48,直管換算!$B$4:$Q$26,9,FALSE)*V48,2))","v":""},{"$f":"IF(OR(L48=\"\",W48=\"\"),\"\",ROUND(VLOOKUP(L48,直管換算!$B$4:$Q$26,10,FALSE)*W48,2))","v":""},{"$f":"IF(OR(L48=\"\",X48=\"\"),\"\",ROUND(VLOOKUP(L48,直管換算!$B$4:$Q$26,11,FALSE)*X48,2))","v":""},{"$f":"IF(OR(L48=\"\",Y48=\"\"),\"\",ROUND(VLOOKUP(L48,直管換算!$B$4:$Q$26,12,FALSE)*Y48,2))","v":""},{"$f":"IF(OR(L48=\"\",Z48=\"\"),\"\",ROUND(VLOOKUP(L48,直管換算!$B$4:$Q$26,13,FALSE)*Z48,2))","v":""},{"$f":"IF(OR(L48=\"\",AA48=\"\"),\"\",ROUND(VLOOKUP(L48,直管換算!$B$4:$Q$26,14,FALSE)*AA48,2))","v":""},{"$f":"IF(OR(L48=\"\",AB48=\"\"),\"\",ROUND(VLOOKUP(L48,直管換算!$B$4:$Q$26,15,FALSE)*AB48,2))","v":""},{"$f":"IF(OR(L48=\"\",AC48=\"\"),\"\",ROUND(VLOOKUP(L48,直管換算!$B$4:$Q$26,16,FALSE)*AC48,2))","v":""},"",null,"空","","",{"$f":"IF(OR(K48=\"\",L48=\"\"),\"\",0.35464*計算公式!$B$14*POWER(AF48/1000,0.63)*POWER(BF48/1000,0.54))","v":""},{"$f":"IF(OR(K48=\"\",L48=\"\"),\"\",10.666*POWER(計算公式!$B$14,-1.85)*POWER(AF48/1000,-4.87)*POWER(H48/1000,1.85)*1000)","v":""},null,null,null,null,0,0,0,0,0]
[null,"","","","","","","",39,null,null,null,null,null,null,null,null,null,null,null,null,null,null,null,null,null,null,null,null,null,null,{"$f":"IF(L49=\"\",\"\",VLOOKUP(L49,内径設定!$B$4:$C$26,2,FALSE))","v":""},{"$f":"IF(AF49=\"\",\"\",IF(OR(AND(AF49>計算公式!$B$9,計算公式!$D$9=\"超\"),AND(AF49>=計算公式!$B$9,計算公式!$D$9=\"以上\")),\"H\",\"W\"))","v":""},"","","",{"$f":"IF(OR(L49=\"\",O49=\"\"),\"\",ROUND(VLOOKUP(L49,直管換算!$B$4:$Q$26,2,FALSE)*O49,2))","v":""},{"$f":"IF(OR(L49=\"\",P49=\"\"),\"\",ROUND(VLOOKUP(L49,直管換算!$B$4:$Q$26,3,FALSE)*P49,2))","v":""},{"$f":"IF(OR(L49=\"\",Q49=\"\"),\"\",ROUND(VLOOKUP(L49,直管換算!$B$4:$Q$26,4,FALSE)*Q49,2))","v":""},{"$f":"IF(OR(L49=\"\",R49=\"\"),\"\",ROUND(VLOOKUP(L49,直管換算!$B$4:$Q$26,5,FALSE)*R49,2))","v":""},{"$f":"IF(OR(L49=\"\",S49=\"\"),\"\",ROUND(VLOOKUP(L49,直管換算!$B$4:$Q$26,6,FALSE)*S49,2))","v":""},{"$f":"IF(OR(L49=\"\",T49=\"\"),\"\",ROUND(VLOOKUP(L49,直管換算!$B$4:$Q$26,7,FALSE)*T49,2))","v":""},{"$f":"IF(OR(L49=\"\",U49=\"\"),\"\",ROUND(VLOOKUP(L49,直管換算!$B$4:$Q$26,8,FALSE)*U49,2))","v":""},{"$f":"IF(OR(L49=\"\",V49=\"\"),\"\",ROUND(VLOOKUP(L49,直管換算!$B$4:$Q$26,9,FALSE)*V49,2))","v":""},{"$f":"IF(OR(L49=\"\",W49=\"\"),\"\",ROUND(VLOOKUP(L49,直管換算!$B$4:$Q$26,10,FALSE)*W49,2))","v":""},{"$f":"IF(OR(L49=\"\",X49=\"\"),\"\",ROUND(VLOOKUP(L49,直管換算!$B$4:$Q$26,11,FALSE)*X49,2))","v":""},{"$f":"IF(OR(L49=\"\",Y49=\"\"),\"\",ROUND(VLOOKUP(L49,直管換算!$B$4:$Q$26,12,FALSE)*Y49,2))","v":""},{"$f":"IF(OR(L49=\"\",Z49=\"\"),\"\",ROUND(VLOOKUP(L49,直管換算!$B$4:$Q$26,13,FALSE)*Z49,2))","v":""},{"$f":"IF(OR(L49=\"\",AA49=\"\"),\"\",ROUND(VLOOKUP(L49,直管換算!$B$4:$Q$26,14,FALSE)*AA49,2))","v":""},{"$f":"IF(OR(L49=\"\",AB49=\"\"),\"\",ROUND(VLOOKUP(L49,直管換算!$B$4:$Q$26,15,FALSE)*AB49,2))","v":""},{"$f":"IF(OR(L49=\"\",AC49=\"\"),\"\",ROUND(VLOOKUP(L49,直管換算!$B$4:$Q$26,16,FALSE)*AC49,2))","v":""},"",null,"空","","",{"$f":"IF(OR(K49=\"\",L49=\"\"),\"\",0.35464*計算公式!$B$14*POWER(AF49/1000,0.63)*POWER(BF49/1000,0.54))","v":""},{"$f":"IF(OR(K49=\"\",L49=\"\"),\"\",10.666*POWER(計算公式!$B$14,-1.85)*POWER(AF49/1000,-4.87)*POWER(H49/1000,1.85)*1000)","v":""},null,null,null,null,0,0,0,0,0]
[null,"","","","","","","",40,null,null,null,null,null,null,null,null,null,null,null,null,null,null,null,null,null,null,null,null,null,null,{"$f":"IF(L50=\"\",\"\",VLOOKUP(L50,内径設定!$B$4:$C$26,2,FALSE))","v":""},{"$f":"IF(AF50=\"\",\"\",IF(OR(AND(AF50>計算公式!$B$9,計算公式!$D$9=\"超\"),AND(AF50>=計算公式!$B$9,計算公式!$D$9=\"以上\")),\"H\",\"W\"))","v":""},"","","",{"$f":"IF(OR(L50=\"\",O50=\"\"),\"\",ROUND(VLOOKUP(L50,直管換算!$B$4:$Q$26,2,FALSE)*O50,2))","v":""},{"$f":"IF(OR(L50=\"\",P50=\"\"),\"\",ROUND(VLOOKUP(L50,直管換算!$B$4:$Q$26,3,FALSE)*P50,2))","v":""},{"$f":"IF(OR(L50=\"\",Q50=\"\"),\"\",ROUND(VLOOKUP(L50,直管換算!$B$4:$Q$26,4,FALSE)*Q50,2))","v":""},{"$f":"IF(OR(L50=\"\",R50=\"\"),\"\",ROUND(VLOOKUP(L50,直管換算!$B$4:$Q$26,5,FALSE)*R50,2))","v":""},{"$f":"IF(OR(L50=\"\",S50=\"\"),\"\",ROUND(VLOOKUP(L50,直管換算!$B$4:$Q$26,6,FALSE)*S50,2))","v":""},{"$f":"IF(OR(L50=\"\",T50=\"\"),\"\",ROUND(VLOOKUP(L50,直管換算!$B$4:$Q$26,7,FALSE)*T50,2))","v":""},{"$f":"IF(OR(L50=\"\",U50=\"\"),\"\",ROUND(VLOOKUP(L50,直管換算!$B$4:$Q$26,8,FALSE)*U50,2))","v":""},{"$f":"IF(OR(L50=\"\",V50=\"\"),\"\",ROUND(VLOOKUP(L50,直管換算!$B$4:$Q$26,9,FALSE)*V50,2))","v":""},{"$f":"IF(OR(L50=\"\",W50=\"\"),\"\",ROUND(VLOOKUP(L50,直管換算!$B$4:$Q$26,10,FALSE)*W50,2))","v":""},{"$f":"IF(OR(L50=\"\",X50=\"\"),\"\",ROUND(VLOOKUP(L50,直管換算!$B$4:$Q$26,11,FALSE)*X50,2))","v":""},{"$f":"IF(OR(L50=\"\",Y50=\"\"),\"\",ROUND(VLOOKUP(L50,直管換算!$B$4:$Q$26,12,FALSE)*Y50,2))","v":""},{"$f":"IF(OR(L50=\"\",Z50=\"\"),\"\",ROUND(VLOOKUP(L50,直管換算!$B$4:$Q$26,13,FALSE)*Z50,2))","v":""},{"$f":"IF(OR(L50=\"\",AA50=\"\"),\"\",ROUND(VLOOKUP(L50,直管換算!$B$4:$Q$26,14,FALSE)*AA50,2))","v":""},{"$f":"IF(OR(L50=\"\",AB50=\"\"),\"\",ROUND(VLOOKUP(L50,直管換算!$B$4:$Q$26,15,FALSE)*AB50,2))","v":""},{"$f":"IF(OR(L50=\"\",AC50=\"\"),\"\",ROUND(VLOOKUP(L50,直管換算!$B$4:$Q$26,16,FALSE)*AC50,2))","v":""},"",null,"空","","",{"$f":"IF(OR(K50=\"\",L50=\"\"),\"\",0.35464*計算公式!$B$14*POWER(AF50/1000,0.63)*POWER(BF50/1000,0.54))","v":""},{"$f":"IF(OR(K50=\"\",L50=\"\"),\"\",10.666*POWER(計算公式!$B$14,-1.85)*POWER(AF50/1000,-4.87)*POWER(H50/1000,1.85)*1000)","v":""},null,null,null,null,0,0,0,0,0]
[null,"","","","","","","",41,null,null,null,null,null,null,null,null,null,null,null,null,null,null,null,null,null,null,null,null,null,null,{"$f":"IF(L51=\"\",\"\",VLOOKUP(L51,内径設定!$B$4:$C$26,2,FALSE))","v":""},{"$f":"IF(AF51=\"\",\"\",IF(OR(AND(AF51>計算公式!$B$9,計算公式!$D$9=\"超\"),AND(AF51>=計算公式!$B$9,計算公式!$D$9=\"以上\")),\"H\",\"W\"))","v":""},"","","",{"$f":"IF(OR(L51=\"\",O51=\"\"),\"\",ROUND(VLOOKUP(L51,直管換算!$B$4:$Q$26,2,FALSE)*O51,2))","v":""},{"$f":"IF(OR(L51=\"\",P51=\"\"),\"\",ROUND(VLOOKUP(L51,直管換算!$B$4:$Q$26,3,FALSE)*P51,2))","v":""},{"$f":"IF(OR(L51=\"\",Q51=\"\"),\"\",ROUND(VLOOKUP(L51,直管換算!$B$4:$Q$26,4,FALSE)*Q51,2))","v":""},{"$f":"IF(OR(L51=\"\",R51=\"\"),\"\",ROUND(VLOOKUP(L51,直管換算!$B$4:$Q$26,5,FALSE)*R51,2))","v":""},{"$f":"IF(OR(L51=\"\",S51=\"\"),\"\",ROUND(VLOOKUP(L51,直管換算!$B$4:$Q$26,6,FALSE)*S51,2))","v":""},{"$f":"IF(OR(L51=\"\",T51=\"\"),\"\",ROUND(VLOOKUP(L51,直管換算!$B$4:$Q$26,7,FALSE)*T51,2))","v":""},{"$f":"IF(OR(L51=\"\",U51=\"\"),\"\",ROUND(VLOOKUP(L51,直管換算!$B$4:$Q$26,8,FALSE)*U51,2))","v":""},{"$f":"IF(OR(L51=\"\",V51=\"\"),\"\",ROUND(VLOOKUP(L51,直管換算!$B$4:$Q$26,9,FALSE)*V51,2))","v":""},{"$f":"IF(OR(L51=\"\",W51=\"\"),\"\",ROUND(VLOOKUP(L51,直管換算!$B$4:$Q$26,10,FALSE)*W51,2))","v":""},{"$f":"IF(OR(L51=\"\",X51=\"\"),\"\",ROUND(VLOOKUP(L51,直管換算!$B$4:$Q$26,11,FALSE)*X51,2))","v":""},{"$f":"IF(OR(L51=\"\",Y51=\"\"),\"\",ROUND(VLOOKUP(L51,直管換算!$B$4:$Q$26,12,FALSE)*Y51,2))","v":""},{"$f":"IF(OR(L51=\"\",Z51=\"\"),\"\",ROUND(VLOOKUP(L51,直管換算!$B$4:$Q$26,13,FALSE)*Z51,2))","v":""},{"$f":"IF(OR(L51=\"\",AA51=\"\"),\"\",ROUND(VLOOKUP(L51,直管換算!$B$4:$Q$26,14,FALSE)*AA51,2))","v":""},{"$f":"IF(OR(L51=\"\",AB51=\"\"),\"\",ROUND(VLOOKUP(L51,直管換算!$B$4:$Q$26,15,FALSE)*AB51,2))","v":""},{"$f":"IF(OR(L51=\"\",AC51=\"\"),\"\",ROUND(VLOOKUP(L51,直管換算!$B$4:$Q$26,16,FALSE)*AC51,2))","v":""},"",null,"空","","",{"$f":"IF(OR(K51=\"\",L51=\"\"),\"\",0.35464*計算公式!$B$14*POWER(AF51/1000,0.63)*POWER(BF51/1000,0.54))","v":""},{"$f":"IF(OR(K51=\"\",L51=\"\"),\"\",10.666*POWER(計算公式!$B$14,-1.85)*POWER(AF51/1000,-4.87)*POWER(H51/1000,1.85)*1000)","v":""},null,null,null,null,0,0,0,0,0]
[null,"","","","","","","",42,null,null,null,null,null,null,null,null,null,null,null,null,null,null,null,null,null,null,null,null,null,null,{"$f":"IF(L52=\"\",\"\",VLOOKUP(L52,内径設定!$B$4:$C$26,2,FALSE))","v":""},{"$f":"IF(AF52=\"\",\"\",IF(OR(AND(AF52>計算公式!$B$9,計算公式!$D$9=\"超\"),AND(AF52>=計算公式!$B$9,計算公式!$D$9=\"以上\")),\"H\",\"W\"))","v":""},"","","",{"$f":"IF(OR(L52=\"\",O52=\"\"),\"\",ROUND(VLOOKUP(L52,直管換算!$B$4:$Q$26,2,FALSE)*O52,2))","v":""},{"$f":"IF(OR(L52=\"\",P52=\"\"),\"\",ROUND(VLOOKUP(L52,直管換算!$B$4:$Q$26,3,FALSE)*P52,2))","v":""},{"$f":"IF(OR(L52=\"\",Q52=\"\"),\"\",ROUND(VLOOKUP(L52,直管換算!$B$4:$Q$26,4,FALSE)*Q52,2))","v":""},{"$f":"IF(OR(L52=\"\",R52=\"\"),\"\",ROUND(VLOOKUP(L52,直管換算!$B$4:$Q$26,5,FALSE)*R52,2))","v":""},{"$f":"IF(OR(L52=\"\",S52=\"\"),\"\",ROUND(VLOOKUP(L52,直管換算!$B$4:$Q$26,6,FALSE)*S52,2))","v":""},{"$f":"IF(OR(L52=\"\",T52=\"\"),\"\",ROUND(VLOOKUP(L52,直管換算!$B$4:$Q$26,7,FALSE)*T52,2))","v":""},{"$f":"IF(OR(L52=\"\",U52=\"\"),\"\",ROUND(VLOOKUP(L52,直管換算!$B$4:$Q$26,8,FALSE)*U52,2))","v":""},{"$f":"IF(OR(L52=\"\",V52=\"\"),\"\",ROUND(VLOOKUP(L52,直管換算!$B$4:$Q$26,9,FALSE)*V52,2))","v":""},{"$f":"IF(OR(L52=\"\",W52=\"\"),\"\",ROUND(VLOOKUP(L52,直管換算!$B$4:$Q$26,10,FALSE)*W52,2))","v":""},{"$f":"IF(OR(L52=\"\",X52=\"\"),\"\",ROUND(VLOOKUP(L52,直管換算!$B$4:$Q$26,11,FALSE)*X52,2))","v":""},{"$f":"IF(OR(L52=\"\",Y52=\"\"),\"\",ROUND(VLOOKUP(L52,直管換算!$B$4:$Q$26,12,FALSE)*Y52,2))","v":""},{"$f":"IF(OR(L52=\"\",Z52=\"\"),\"\",ROUND(VLOOKUP(L52,直管換算!$B$4:$Q$26,13,FALSE)*Z52,2))","v":""},{"$f":"IF(OR(L52=\"\",AA52=\"\"),\"\",ROUND(VLOOKUP(L52,直管換算!$B$4:$Q$26,14,FALSE)*AA52,2))","v":""},{"$f":"IF(OR(L52=\"\",AB52=\"\"),\"\",ROUND(VLOOKUP(L52,直管換算!$B$4:$Q$26,15,FALSE)*AB52,2))","v":""},{"$f":"IF(OR(L52=\"\",AC52=\"\"),\"\",ROUND(VLOOKUP(L52,直管換算!$B$4:$Q$26,16,FALSE)*AC52,2))","v":""},"",null,"空","","",{"$f":"IF(OR(K52=\"\",L52=\"\"),\"\",0.35464*計算公式!$B$14*POWER(AF52/1000,0.63)*POWER(BF52/1000,0.54))","v":""},{"$f":"IF(OR(K52=\"\",L52=\"\"),\"\",10.666*POWER(計算公式!$B$14,-1.85)*POWER(AF52/1000,-4.87)*POWER(H52/1000,1.85)*1000)","v":""},null,null,null,null,0,0,0,0,0]
[null,"","","","","","","",43,null,null,null,null,null,null,null,null,null,null,null,null,null,null,null,null,null,null,null,null,null,null,{"$f":"IF(L53=\"\",\"\",VLOOKUP(L53,内径設定!$B$4:$C$26,2,FALSE))","v":""},{"$f":"IF(AF53=\"\",\"\",IF(OR(AND(AF53>計算公式!$B$9,計算公式!$D$9=\"超\"),AND(AF53>=計算公式!$B$9,計算公式!$D$9=\"以上\")),\"H\",\"W\"))","v":""},"","","",{"$f":"IF(OR(L53=\"\",O53=\"\"),\"\",ROUND(VLOOKUP(L53,直管換算!$B$4:$Q$26,2,FALSE)*O53,2))","v":""},{"$f":"IF(OR(L53=\"\",P53=\"\"),\"\",ROUND(VLOOKUP(L53,直管換算!$B$4:$Q$26,3,FALSE)*P53,2))","v":""},{"$f":"IF(OR(L53=\"\",Q53=\"\"),\"\",ROUND(VLOOKUP(L53,直管換算!$B$4:$Q$26,4,FALSE)*Q53,2))","v":""},{"$f":"IF(OR(L53=\"\",R53=\"\"),\"\",ROUND(VLOOKUP(L53,直管換算!$B$4:$Q$26,5,FALSE)*R53,2))","v":""},{"$f":"IF(OR(L53=\"\",S53=\"\"),\"\",ROUND(VLOOKUP(L53,直管換算!$B$4:$Q$26,6,FALSE)*S53,2))","v":""},{"$f":"IF(OR(L53=\"\",T53=\"\"),\"\",ROUND(VLOOKUP(L53,直管換算!$B$4:$Q$26,7,FALSE)*T53,2))","v":""},{"$f":"IF(OR(L53=\"\",U53=\"\"),\"\",ROUND(VLOOKUP(L53,直管換算!$B$4:$Q$26,8,FALSE)*U53,2))","v":""},{"$f":"IF(OR(L53=\"\",V53=\"\"),\"\",ROUND(VLOOKUP(L53,直管換算!$B$4:$Q$26,9,FALSE)*V53,2))","v":""},{"$f":"IF(OR(L53=\"\",W53=\"\"),\"\",ROUND(VLOOKUP(L53,直管換算!$B$4:$Q$26,10,FALSE)*W53,2))","v":""},{"$f":"IF(OR(L53=\"\",X53=\"\"),\"\",ROUND(VLOOKUP(L53,直管換算!$B$4:$Q$26,11,FALSE)*X53,2))","v":""},{"$f":"IF(OR(L53=\"\",Y53=\"\"),\"\",ROUND(VLOOKUP(L53,直管換算!$B$4:$Q$26,12,FALSE)*Y53,2))","v":""},{"$f":"IF(OR(L53=\"\",Z53=\"\"),\"\",ROUND(VLOOKUP(L53,直管換算!$B$4:$Q$26,13,FALSE)*Z53,2))","v":""},{"$f":"IF(OR(L53=\"\",AA53=\"\"),\"\",ROUND(VLOOKUP(L53,直管換算!$B$4:$Q$26,14,FALSE)*AA53,2))","v":""},{"$f":"IF(OR(L53=\"\",AB53=\"\"),\"\",ROUND(VLOOKUP(L53,直管換算!$B$4:$Q$26,15,FALSE)*AB53,2))","v":""},{"$f":"IF(OR(L53=\"\",AC53=\"\"),\"\",ROUND(VLOOKUP(L53,直管換算!$B$4:$Q$26,16,FALSE)*AC53,2))","v":""},"",null,"空","","",{"$f":"IF(OR(K53=\"\",L53=\"\"),\"\",0.35464*計算公式!$B$14*POWER(AF53/1000,0.63)*POWER(BF53/1000,0.54))","v":""},{"$f":"IF(OR(K53=\"\",L53=\"\"),\"\",10.666*POWER(計算公式!$B$14,-1.85)*POWER(AF53/1000,-4.87)*POWER(H53/1000,1.85)*1000)","v":""},null,null,null,null,0,0,0,0,0]
[null,"","","","","","","",44,null,null,null,null,null,null,null,null,null,null,null,null,null,null,null,null,null,null,null,null,null,null,{"$f":"IF(L54=\"\",\"\",VLOOKUP(L54,内径設定!$B$4:$C$26,2,FALSE))","v":""},{"$f":"IF(AF54=\"\",\"\",IF(OR(AND(AF54>計算公式!$B$9,計算公式!$D$9=\"超\"),AND(AF54>=計算公式!$B$9,計算公式!$D$9=\"以上\")),\"H\",\"W\"))","v":""},"","","",{"$f":"IF(OR(L54=\"\",O54=\"\"),\"\",ROUND(VLOOKUP(L54,直管換算!$B$4:$Q$26,2,FALSE)*O54,2))","v":""},{"$f":"IF(OR(L54=\"\",P54=\"\"),\"\",ROUND(VLOOKUP(L54,直管換算!$B$4:$Q$26,3,FALSE)*P54,2))","v":""},{"$f":"IF(OR(L54=\"\",Q54=\"\"),\"\",ROUND(VLOOKUP(L54,直管換算!$B$4:$Q$26,4,FALSE)*Q54,2))","v":""},{"$f":"IF(OR(L54=\"\",R54=\"\"),\"\",ROUND(VLOOKUP(L54,直管換算!$B$4:$Q$26,5,FALSE)*R54,2))","v":""},{"$f":"IF(OR(L54=\"\",S54=\"\"),\"\",ROUND(VLOOKUP(L54,直管換算!$B$4:$Q$26,6,FALSE)*S54,2))","v":""},{"$f":"IF(OR(L54=\"\",T54=\"\"),\"\",ROUND(VLOOKUP(L54,直管換算!$B$4:$Q$26,7,FALSE)*T54,2))","v":""},{"$f":"IF(OR(L54=\"\",U54=\"\"),\"\",ROUND(VLOOKUP(L54,直管換算!$B$4:$Q$26,8,FALSE)*U54,2))","v":""},{"$f":"IF(OR(L54=\"\",V54=\"\"),\"\",ROUND(VLOOKUP(L54,直管換算!$B$4:$Q$26,9,FALSE)*V54,2))","v":""},{"$f":"IF(OR(L54=\"\",W54=\"\"),\"\",ROUND(VLOOKUP(L54,直管換算!$B$4:$Q$26,10,FALSE)*W54,2))","v":""},{"$f":"IF(OR(L54=\"\",X54=\"\"),\"\",ROUND(VLOOKUP(L54,直管換算!$B$4:$Q$26,11,FALSE)*X54,2))","v":""},{"$f":"IF(OR(L54=\"\",Y54=\"\"),\"\",ROUND(VLOOKUP(L54,直管換算!$B$4:$Q$26,12,FALSE)*Y54,2))","v":""},{"$f":"IF(OR(L54=\"\",Z54=\"\"),\"\",ROUND(VLOOKUP(L54,直管換算!$B$4:$Q$26,13,FALSE)*Z54,2))","v":""},{"$f":"IF(OR(L54=\"\",AA54=\"\"),\"\",ROUND(VLOOKUP(L54,直管換算!$B$4:$Q$26,14,FALSE)*AA54,2))","v":""},{"$f":"IF(OR(L54=\"\",AB54=\"\"),\"\",ROUND(VLOOKUP(L54,直管換算!$B$4:$Q$26,15,FALSE)*AB54,2))","v":""},{"$f":"IF(OR(L54=\"\",AC54=\"\"),\"\",ROUND(VLOOKUP(L54,直管換算!$B$4:$Q$26,16,FALSE)*AC54,2))","v":""},"",null,"空","","",{"$f":"IF(OR(K54=\"\",L54=\"\"),\"\",0.35464*計算公式!$B$14*POWER(AF54/1000,0.63)*POWER(BF54/1000,0.54))","v":""},{"$f":"IF(OR(K54=\"\",L54=\"\"),\"\",10.666*POWER(計算公式!$B$14,-1.85)*POWER(AF54/1000,-4.87)*POWER(H54/1000,1.85)*1000)","v":""},null,null,null,null,0,0,0,0,0]
[null,"","","","","","","",45,null,null,null,null,null,null,null,null,null,null,null,null,null,null,null,null,null,null,null,null,null,null,{"$f":"IF(L55=\"\",\"\",VLOOKUP(L55,内径設定!$B$4:$C$26,2,FALSE))","v":""},{"$f":"IF(AF55=\"\",\"\",IF(OR(AND(AF55>計算公式!$B$9,計算公式!$D$9=\"超\"),AND(AF55>=計算公式!$B$9,計算公式!$D$9=\"以上\")),\"H\",\"W\"))","v":""},"","","",{"$f":"IF(OR(L55=\"\",O55=\"\"),\"\",ROUND(VLOOKUP(L55,直管換算!$B$4:$Q$26,2,FALSE)*O55,2))","v":""},{"$f":"IF(OR(L55=\"\",P55=\"\"),\"\",ROUND(VLOOKUP(L55,直管換算!$B$4:$Q$26,3,FALSE)*P55,2))","v":""},{"$f":"IF(OR(L55=\"\",Q55=\"\"),\"\",ROUND(VLOOKUP(L55,直管換算!$B$4:$Q$26,4,FALSE)*Q55,2))","v":""},{"$f":"IF(OR(L55=\"\",R55=\"\"),\"\",ROUND(VLOOKUP(L55,直管換算!$B$4:$Q$26,5,FALSE)*R55,2))","v":""},{"$f":"IF(OR(L55=\"\",S55=\"\"),\"\",ROUND(VLOOKUP(L55,直管換算!$B$4:$Q$26,6,FALSE)*S55,2))","v":""},{"$f":"IF(OR(L55=\"\",T55=\"\"),\"\",ROUND(VLOOKUP(L55,直管換算!$B$4:$Q$26,7,FALSE)*T55,2))","v":""},{"$f":"IF(OR(L55=\"\",U55=\"\"),\"\",ROUND(VLOOKUP(L55,直管換算!$B$4:$Q$26,8,FALSE)*U55,2))","v":""},{"$f":"IF(OR(L55=\"\",V55=\"\"),\"\",ROUND(VLOOKUP(L55,直管換算!$B$4:$Q$26,9,FALSE)*V55,2))","v":""},{"$f":"IF(OR(L55=\"\",W55=\"\"),\"\",ROUND(VLOOKUP(L55,直管換算!$B$4:$Q$26,10,FALSE)*W55,2))","v":""},{"$f":"IF(OR(L55=\"\",X55=\"\"),\"\",ROUND(VLOOKUP(L55,直管換算!$B$4:$Q$26,11,FALSE)*X55,2))","v":""},{"$f":"IF(OR(L55=\"\",Y55=\"\"),\"\",ROUND(VLOOKUP(L55,直管換算!$B$4:$Q$26,12,FALSE)*Y55,2))","v":""},{"$f":"IF(OR(L55=\"\",Z55=\"\"),\"\",ROUND(VLOOKUP(L55,直管換算!$B$4:$Q$26,13,FALSE)*Z55,2))","v":""},{"$f":"IF(OR(L55=\"\",AA55=\"\"),\"\",ROUND(VLOOKUP(L55,直管換算!$B$4:$Q$26,14,FALSE)*AA55,2))","v":""},{"$f":"IF(OR(L55=\"\",AB55=\"\"),\"\",ROUND(VLOOKUP(L55,直管換算!$B$4:$Q$26,15,FALSE)*AB55,2))","v":""},{"$f":"IF(OR(L55=\"\",AC55=\"\"),\"\",ROUND(VLOOKUP(L55,直管換算!$B$4:$Q$26,16,FALSE)*AC55,2))","v":""},"",null,"空","","",{"$f":"IF(OR(K55=\"\",L55=\"\"),\"\",0.35464*計算公式!$B$14*POWER(AF55/1000,0.63)*POWER(BF55/1000,0.54))","v":""},{"$f":"IF(OR(K55=\"\",L55=\"\"),\"\",10.666*POWER(計算公式!$B$14,-1.85)*POWER(AF55/1000,-4.87)*POWER(H55/1000,1.85)*1000)","v":""},null,null,null,null,0,0,0,0,0]
[null,"","","","","","","",46,null,null,null,null,null,null,null,null,null,null,null,null,null,null,null,null,null,null,null,null,null,null,{"$f":"IF(L56=\"\",\"\",VLOOKUP(L56,内径設定!$B$4:$C$26,2,FALSE))","v":""},{"$f":"IF(AF56=\"\",\"\",IF(OR(AND(AF56>計算公式!$B$9,計算公式!$D$9=\"超\"),AND(AF56>=計算公式!$B$9,計算公式!$D$9=\"以上\")),\"H\",\"W\"))","v":""},"","","",{"$f":"IF(OR(L56=\"\",O56=\"\"),\"\",ROUND(VLOOKUP(L56,直管換算!$B$4:$Q$26,2,FALSE)*O56,2))","v":""},{"$f":"IF(OR(L56=\"\",P56=\"\"),\"\",ROUND(VLOOKUP(L56,直管換算!$B$4:$Q$26,3,FALSE)*P56,2))","v":""},{"$f":"IF(OR(L56=\"\",Q56=\"\"),\"\",ROUND(VLOOKUP(L56,直管換算!$B$4:$Q$26,4,FALSE)*Q56,2))","v":""},{"$f":"IF(OR(L56=\"\",R56=\"\"),\"\",ROUND(VLOOKUP(L56,直管換算!$B$4:$Q$26,5,FALSE)*R56,2))","v":""},{"$f":"IF(OR(L56=\"\",S56=\"\"),\"\",ROUND(VLOOKUP(L56,直管換算!$B$4:$Q$26,6,FALSE)*S56,2))","v":""},{"$f":"IF(OR(L56=\"\",T56=\"\"),\"\",ROUND(VLOOKUP(L56,直管換算!$B$4:$Q$26,7,FALSE)*T56,2))","v":""},{"$f":"IF(OR(L56=\"\",U56=\"\"),\"\",ROUND(VLOOKUP(L56,直管換算!$B$4:$Q$26,8,FALSE)*U56,2))","v":""},{"$f":"IF(OR(L56=\"\",V56=\"\"),\"\",ROUND(VLOOKUP(L56,直管換算!$B$4:$Q$26,9,FALSE)*V56,2))","v":""},{"$f":"IF(OR(L56=\"\",W56=\"\"),\"\",ROUND(VLOOKUP(L56,直管換算!$B$4:$Q$26,10,FALSE)*W56,2))","v":""},{"$f":"IF(OR(L56=\"\",X56=\"\"),\"\",ROUND(VLOOKUP(L56,直管換算!$B$4:$Q$26,11,FALSE)*X56,2))","v":""},{"$f":"IF(OR(L56=\"\",Y56=\"\"),\"\",ROUND(VLOOKUP(L56,直管換算!$B$4:$Q$26,12,FALSE)*Y56,2))","v":""},{"$f":"IF(OR(L56=\"\",Z56=\"\"),\"\",ROUND(VLOOKUP(L56,直管換算!$B$4:$Q$26,13,FALSE)*Z56,2))","v":""},{"$f":"IF(OR(L56=\"\",AA56=\"\"),\"\",ROUND(VLOOKUP(L56,直管換算!$B$4:$Q$26,14,FALSE)*AA56,2))","v":""},{"$f":"IF(OR(L56=\"\",AB56=\"\"),\"\",ROUND(VLOOKUP(L56,直管換算!$B$4:$Q$26,15,FALSE)*AB56,2))","v":""},{"$f":"IF(OR(L56=\"\",AC56=\"\"),\"\",ROUND(VLOOKUP(L56,直管換算!$B$4:$Q$26,16,FALSE)*AC56,2))","v":""},"",null,"空","","",{"$f":"IF(OR(K56=\"\",L56=\"\"),\"\",0.35464*計算公式!$B$14*POWER(AF56/1000,0.63)*POWER(BF56/1000,0.54))","v":""},{"$f":"IF(OR(K56=\"\",L56=\"\"),\"\",10.666*POWER(計算公式!$B$14,-1.85)*POWER(AF56/1000,-4.87)*POWER(H56/1000,1.85)*1000)","v":""},null,null,null,null,0,0,0,0,0]
[null,"","","","","","","",47,null,null,null,null,null,null,null,null,null,null,null,null,null,null,null,null,null,null,null,null,null,null,{"$f":"IF(L57=\"\",\"\",VLOOKUP(L57,内径設定!$B$4:$C$26,2,FALSE))","v":""},{"$f":"IF(AF57=\"\",\"\",IF(OR(AND(AF57>計算公式!$B$9,計算公式!$D$9=\"超\"),AND(AF57>=計算公式!$B$9,計算公式!$D$9=\"以上\")),\"H\",\"W\"))","v":""},"","","",{"$f":"IF(OR(L57=\"\",O57=\"\"),\"\",ROUND(VLOOKUP(L57,直管換算!$B$4:$Q$26,2,FALSE)*O57,2))","v":""},{"$f":"IF(OR(L57=\"\",P57=\"\"),\"\",ROUND(VLOOKUP(L57,直管換算!$B$4:$Q$26,3,FALSE)*P57,2))","v":""},{"$f":"IF(OR(L57=\"\",Q57=\"\"),\"\",ROUND(VLOOKUP(L57,直管換算!$B$4:$Q$26,4,FALSE)*Q57,2))","v":""},{"$f":"IF(OR(L57=\"\",R57=\"\"),\"\",ROUND(VLOOKUP(L57,直管換算!$B$4:$Q$26,5,FALSE)*R57,2))","v":""},{"$f":"IF(OR(L57=\"\",S57=\"\"),\"\",ROUND(VLOOKUP(L57,直管換算!$B$4:$Q$26,6,FALSE)*S57,2))","v":""},{"$f":"IF(OR(L57=\"\",T57=\"\"),\"\",ROUND(VLOOKUP(L57,直管換算!$B$4:$Q$26,7,FALSE)*T57,2))","v":""},{"$f":"IF(OR(L57=\"\",U57=\"\"),\"\",ROUND(VLOOKUP(L57,直管換算!$B$4:$Q$26,8,FALSE)*U57,2))","v":""},{"$f":"IF(OR(L57=\"\",V57=\"\"),\"\",ROUND(VLOOKUP(L57,直管換算!$B$4:$Q$26,9,FALSE)*V57,2))","v":""},{"$f":"IF(OR(L57=\"\",W57=\"\"),\"\",ROUND(VLOOKUP(L57,直管換算!$B$4:$Q$26,10,FALSE)*W57,2))","v":""},{"$f":"IF(OR(L57=\"\",X57=\"\"),\"\",ROUND(VLOOKUP(L57,直管換算!$B$4:$Q$26,11,FALSE)*X57,2))","v":""},{"$f":"IF(OR(L57=\"\",Y57=\"\"),\"\",ROUND(VLOOKUP(L57,直管換算!$B$4:$Q$26,12,FALSE)*Y57,2))","v":""},{"$f":"IF(OR(L57=\"\",Z57=\"\"),\"\",ROUND(VLOOKUP(L57,直管換算!$B$4:$Q$26,13,FALSE)*Z57,2))","v":""},{"$f":"IF(OR(L57=\"\",AA57=\"\"),\"\",ROUND(VLOOKUP(L57,直管換算!$B$4:$Q$26,14,FALSE)*AA57,2))","v":""},{"$f":"IF(OR(L57=\"\",AB57=\"\"),\"\",ROUND(VLOOKUP(L57,直管換算!$B$4:$Q$26,15,FALSE)*AB57,2))","v":""},{"$f":"IF(OR(L57=\"\",AC57=\"\"),\"\",ROUND(VLOOKUP(L57,直管換算!$B$4:$Q$26,16,FALSE)*AC57,2))","v":""},"",null,"空","","",{"$f":"IF(OR(K57=\"\",L57=\"\"),\"\",0.35464*計算公式!$B$14*POWER(AF57/1000,0.63)*POWER(BF57/1000,0.54))","v":""},{"$f":"IF(OR(K57=\"\",L57=\"\"),\"\",10.666*POWER(計算公式!$B$14,-1.85)*POWER(AF57/1000,-4.87)*POWER(H57/1000,1.85)*1000)","v":""},null,null,null,null,0,0,0,0,0]
[null,"","","","","","","",48,null,null,null,null,null,null,null,null,null,null,null,null,null,null,null,null,null,null,null,null,null,null,{"$f":"IF(L58=\"\",\"\",VLOOKUP(L58,内径設定!$B$4:$C$26,2,FALSE))","v":""},{"$f":"IF(AF58=\"\",\"\",IF(OR(AND(AF58>計算公式!$B$9,計算公式!$D$9=\"超\"),AND(AF58>=計算公式!$B$9,計算公式!$D$9=\"以上\")),\"H\",\"W\"))","v":""},"","","",{"$f":"IF(OR(L58=\"\",O58=\"\"),\"\",ROUND(VLOOKUP(L58,直管換算!$B$4:$Q$26,2,FALSE)*O58,2))","v":""},{"$f":"IF(OR(L58=\"\",P58=\"\"),\"\",ROUND(VLOOKUP(L58,直管換算!$B$4:$Q$26,3,FALSE)*P58,2))","v":""},{"$f":"IF(OR(L58=\"\",Q58=\"\"),\"\",ROUND(VLOOKUP(L58,直管換算!$B$4:$Q$26,4,FALSE)*Q58,2))","v":""},{"$f":"IF(OR(L58=\"\",R58=\"\"),\"\",ROUND(VLOOKUP(L58,直管換算!$B$4:$Q$26,5,FALSE)*R58,2))","v":""},{"$f":"IF(OR(L58=\"\",S58=\"\"),\"\",ROUND(VLOOKUP(L58,直管換算!$B$4:$Q$26,6,FALSE)*S58,2))","v":""},{"$f":"IF(OR(L58=\"\",T58=\"\"),\"\",ROUND(VLOOKUP(L58,直管換算!$B$4:$Q$26,7,FALSE)*T58,2))","v":""},{"$f":"IF(OR(L58=\"\",U58=\"\"),\"\",ROUND(VLOOKUP(L58,直管換算!$B$4:$Q$26,8,FALSE)*U58,2))","v":""},{"$f":"IF(OR(L58=\"\",V58=\"\"),\"\",ROUND(VLOOKUP(L58,直管換算!$B$4:$Q$26,9,FALSE)*V58,2))","v":""},{"$f":"IF(OR(L58=\"\",W58=\"\"),\"\",ROUND(VLOOKUP(L58,直管換算!$B$4:$Q$26,10,FALSE)*W58,2))","v":""},{"$f":"IF(OR(L58=\"\",X58=\"\"),\"\",ROUND(VLOOKUP(L58,直管換算!$B$4:$Q$26,11,FALSE)*X58,2))","v":""},{"$f":"IF(OR(L58=\"\",Y58=\"\"),\"\",ROUND(VLOOKUP(L58,直管換算!$B$4:$Q$26,12,FALSE)*Y58,2))","v":""},{"$f":"IF(OR(L58=\"\",Z58=\"\"),\"\",ROUND(VLOOKUP(L58,直管換算!$B$4:$Q$26,13,FALSE)*Z58,2))","v":""},{"$f":"IF(OR(L58=\"\",AA58=\"\"),\"\",ROUND(VLOOKUP(L58,直管換算!$B$4:$Q$26,14,FALSE)*AA58,2))","v":""},{"$f":"IF(OR(L58=\"\",AB58=\"\"),\"\",ROUND(VLOOKUP(L58,直管換算!$B$4:$Q$26,15,FALSE)*AB58,2))","v":""},{"$f":"IF(OR(L58=\"\",AC58=\"\"),\"\",ROUND(VLOOKUP(L58,直管換算!$B$4:$Q$26,16,FALSE)*AC58,2))","v":""},"",null,"空","","",{"$f":"IF(OR(K58=\"\",L58=\"\"),\"\",0.35464*計算公式!$B$14*POWER(AF58/1000,0.63)*POWER(BF58/1000,0.54))","v":""},{"$f":"IF(OR(K58=\"\",L58=\"\"),\"\",10.666*POWER(計算公式!$B$14,-1.85)*POWER(AF58/1000,-4.87)*POWER(H58/1000,1.85)*1000)","v":""},null,null,null,null,0,0,0,0,0]
[null,"","","","","","","",49,null,null,null,null,null,null,null,null,null,null,null,null,null,null,null,null,null,null,null,null,null,null,{"$f":"IF(L59=\"\",\"\",VLOOKUP(L59,内径設定!$B$4:$C$26,2,FALSE))","v":""},{"$f":"IF(AF59=\"\",\"\",IF(OR(AND(AF59>計算公式!$B$9,計算公式!$D$9=\"超\"),AND(AF59>=計算公式!$B$9,計算公式!$D$9=\"以上\")),\"H\",\"W\"))","v":""},"","","",{"$f":"IF(OR(L59=\"\",O59=\"\"),\"\",ROUND(VLOOKUP(L59,直管換算!$B$4:$Q$26,2,FALSE)*O59,2))","v":""},{"$f":"IF(OR(L59=\"\",P59=\"\"),\"\",ROUND(VLOOKUP(L59,直管換算!$B$4:$Q$26,3,FALSE)*P59,2))","v":""},{"$f":"IF(OR(L59=\"\",Q59=\"\"),\"\",ROUND(VLOOKUP(L59,直管換算!$B$4:$Q$26,4,FALSE)*Q59,2))","v":""},{"$f":"IF(OR(L59=\"\",R59=\"\"),\"\",ROUND(VLOOKUP(L59,直管換算!$B$4:$Q$26,5,FALSE)*R59,2))","v":""},{"$f":"IF(OR(L59=\"\",S59=\"\"),\"\",ROUND(VLOOKUP(L59,直管換算!$B$4:$Q$26,6,FALSE)*S59,2))","v":""},{"$f":"IF(OR(L59=\"\",T59=\"\"),\"\",ROUND(VLOOKUP(L59,直管換算!$B$4:$Q$26,7,FALSE)*T59,2))","v":""},{"$f":"IF(OR(L59=\"\",U59=\"\"),\"\",ROUND(VLOOKUP(L59,直管換算!$B$4:$Q$26,8,FALSE)*U59,2))","v":""},{"$f":"IF(OR(L59=\"\",V59=\"\"),\"\",ROUND(VLOOKUP(L59,直管換算!$B$4:$Q$26,9,FALSE)*V59,2))","v":""},{"$f":"IF(OR(L59=\"\",W59=\"\"),\"\",ROUND(VLOOKUP(L59,直管換算!$B$4:$Q$26,10,FALSE)*W59,2))","v":""},{"$f":"IF(OR(L59=\"\",X59=\"\"),\"\",ROUND(VLOOKUP(L59,直管換算!$B$4:$Q$26,11,FALSE)*X59,2))","v":""},{"$f":"IF(OR(L59=\"\",Y59=\"\"),\"\",ROUND(VLOOKUP(L59,直管換算!$B$4:$Q$26,12,FALSE)*Y59,2))","v":""},{"$f":"IF(OR(L59=\"\",Z59=\"\"),\"\",ROUND(VLOOKUP(L59,直管換算!$B$4:$Q$26,13,FALSE)*Z59,2))","v":""},{"$f":"IF(OR(L59=\"\",AA59=\"\"),\"\",ROUND(VLOOKUP(L59,直管換算!$B$4:$Q$26,14,FALSE)*AA59,2))","v":""},{"$f":"IF(OR(L59=\"\",AB59=\"\"),\"\",ROUND(VLOOKUP(L59,直管換算!$B$4:$Q$26,15,FALSE)*AB59,2))","v":""},{"$f":"IF(OR(L59=\"\",AC59=\"\"),\"\",ROUND(VLOOKUP(L59,直管換算!$B$4:$Q$26,16,FALSE)*AC59,2))","v":""},"",null,"空","","",{"$f":"IF(OR(K59=\"\",L59=\"\"),\"\",0.35464*計算公式!$B$14*POWER(AF59/1000,0.63)*POWER(BF59/1000,0.54))","v":""},{"$f":"IF(OR(K59=\"\",L59=\"\"),\"\",10.666*POWER(計算公式!$B$14,-1.85)*POWER(AF59/1000,-4.87)*POWER(H59/1000,1.85)*1000)","v":""},null,null,null,null,0,0,0,0,0]
[null,"","","","","","","",50,null,null,null,null,null,null,null,null,null,null,null,null,null,null,null,null,null,null,null,null,null,null,{"$f":"IF(L60=\"\",\"\",VLOOKUP(L60,内径設定!$B$4:$C$26,2,FALSE))","v":""},{"$f":"IF(AF60=\"\",\"\",IF(OR(AND(AF60>計算公式!$B$9,計算公式!$D$9=\"超\"),AND(AF60>=計算公式!$B$9,計算公式!$D$9=\"以上\")),\"H\",\"W\"))","v":""},"","","",{"$f":"IF(OR(L60=\"\",O60=\"\"),\"\",ROUND(VLOOKUP(L60,直管換算!$B$4:$Q$26,2,FALSE)*O60,2))","v":""},{"$f":"IF(OR(L60=\"\",P60=\"\"),\"\",ROUND(VLOOKUP(L60,直管換算!$B$4:$Q$26,3,FALSE)*P60,2))","v":""},{"$f":"IF(OR(L60=\"\",Q60=\"\"),\"\",ROUND(VLOOKUP(L60,直管換算!$B$4:$Q$26,4,FALSE)*Q60,2))","v":""},{"$f":"IF(OR(L60=\"\",R60=\"\"),\"\",ROUND(VLOOKUP(L60,直管換算!$B$4:$Q$26,5,FALSE)*R60,2))","v":""},{"$f":"IF(OR(L60=\"\",S60=\"\"),\"\",ROUND(VLOOKUP(L60,直管換算!$B$4:$Q$26,6,FALSE)*S60,2))","v":""},{"$f":"IF(OR(L60=\"\",T60=\"\"),\"\",ROUND(VLOOKUP(L60,直管換算!$B$4:$Q$26,7,FALSE)*T60,2))","v":""},{"$f":"IF(OR(L60=\"\",U60=\"\"),\"\",ROUND(VLOOKUP(L60,直管換算!$B$4:$Q$26,8,FALSE)*U60,2))","v":""},{"$f":"IF(OR(L60=\"\",V60=\"\"),\"\",ROUND(VLOOKUP(L60,直管換算!$B$4:$Q$26,9,FALSE)*V60,2))","v":""},{"$f":"IF(OR(L60=\"\",W60=\"\"),\"\",ROUND(VLOOKUP(L60,直管換算!$B$4:$Q$26,10,FALSE)*W60,2))","v":""},{"$f":"IF(OR(L60=\"\",X60=\"\"),\"\",ROUND(VLOOKUP(L60,直管換算!$B$4:$Q$26,11,FALSE)*X60,2))","v":""},{"$f":"IF(OR(L60=\"\",Y60=\"\"),\"\",ROUND(VLOOKUP(L60,直管換算!$B$4:$Q$26,12,FALSE)*Y60,2))","v":""},{"$f":"IF(OR(L60=\"\",Z60=\"\"),\"\",ROUND(VLOOKUP(L60,直管換算!$B$4:$Q$26,13,FALSE)*Z60,2))","v":""},{"$f":"IF(OR(L60=\"\",AA60=\"\"),\"\",ROUND(VLOOKUP(L60,直管換算!$B$4:$Q$26,14,FALSE)*AA60,2))","v":""},{"$f":"IF(OR(L60=\"\",AB60=\"\"),\"\",ROUND(VLOOKUP(L60,直管換算!$B$4:$Q$26,15,FALSE)*AB60,2))","v":""},{"$f":"IF(OR(L60=\"\",AC60=\"\"),\"\",ROUND(VLOOKUP(L60,直管換算!$B$4:$Q$26,16,FALSE)*AC60,2))","v":""},"",null,"空","","",{"$f":"IF(OR(K60=\"\",L60=\"\"),\"\",0.35464*計算公式!$B$14*POWER(AF60/1000,0.63)*POWER(BF60/1000,0.54))","v":""},{"$f":"IF(OR(K60=\"\",L60=\"\"),\"\",10.666*POWER(計算公式!$B$14,-1.85)*POWER(AF60/1000,-4.87)*POWER(H60/1000,1.85)*1000)","v":""},null,null,null,null,0,0,0,0,0]
[null,null,null,null,null,null,null,null,null,null,null,null,null,null,null,null,null,null,null,null,null,null,null,null,null,null,null,null,null,null,null,null,null,null,null,null,null,null,null,null,null,null,null,null,null,null,null,null,null,null,null,null,null,"空"]
[null,"末端世帯の取り扱い",null,{"$f":"IF(共通4!$B$7=\"水頭計算する\",\"水頭計算する\",IF(共通4!$B$7=\"所要水頭を入力する\",\"所要水頭を入力する\",\"考慮しない\"))","v":"水頭計算する"}]
[null,"末端世帯の所要水頭",null,{"$f":"IF(AND($D$62=\"水頭計算する\",$BI$10=\"m\"),$BQ$13,IF(AND($D$62=\"水頭計算する\",$BI$10=\"MPa\"),$BQ$11,IF($D$62=\"所要水頭を入力する\",$BP$12,0)))","v":6.4000000000000001E-2},{"$f":"IF($D$62=\"所要水頭を入力する\",$BP$10,$BI$10)","v":"MPa"}]
[null,"給水用具の所要水頭",null,{"$f":"IF(AND($D$62=\"水頭計算する\",$BJ$10=\"区間計算後に比較\"),$BJ$12,0)","v":0.03},{"$f":"IF($D$62=\"所要水頭を入力する\",$BP$10,$BI$10)","v":"MPa"}]
[null,"合計",null,{"$f":"IF(AND($D$62=\"所要水頭を入力する\",$BP$14=\"同\"),$D$63,IF(AND($D$62=\"所要水頭を入力する\",$BP$14=\"末m配MPa\"),ROUND($D$63*0.00980665,3),IF(AND($D$62=\"所要水頭を入力する\",$BP$14=\"末Mpa配m\"),ROUND($D$63/0.00980665,2),D63+D64)))","v":9.4E-2},{"$f":"$BI$10","v":"MPa"}]

{"sheet":"1表紙","index":30,"n_rows":40,"n_cols":17,"rows_kept":40,"cut":false,"hidden":true,"merged":[[20,2,20,8],[20,9,20,10],[20,12,20,13],[0,1,0,18],[4,2,4,18],[7,2,7,18],[10,2,10,18],[13,2,13,18],[28,14,28,17],[21,2,21,8],[21,9,21,10],[21,12,21,13],[21,14,21,15],[21,16,21,17],[23,7,23,8],[25,7,25,8],[26,7,26,8],[28,2,28,3],[28,4,28,9],[28,10,28,13],[30,16,30,17],[29,2,29,3],[29,4,29,9],[29,10,29,11],[29,12,29,13],[29,14,29,15],[29,16,29,17],[30,2,30,3],[30,4,30,9],[30,10,30,11],[30,12,30,13],[30,14,30,15],[32,16,32,17],[31,2,31,3],[31,4,31,9],[31,10,31,11],[31,12,31,13],[31,14,31,15],[31,16,31,17],[32,2,32,3],[32,4,32,9],[32,10,32,11],[32,12,32,13],[32,14,32,15],[34,16,34,17],[33,2,33,3],[33,4,33,9],[33,10,33,11],[33,12,33,13],[33,14,33,15],[33,16,33,17],[34,2,34,3],[34,4,34,9],[34,10,34,11],[34,12,34,13],[34,14,34,15],[36,16,36,17],[35,2,35,3],[35,4,35,9],[35,10,35,11],[35,12,35,13],[35,14,35,15],[35,16,35,17],[36,2,36,3],[36,4,36,9],[36,10,36,11],[36,12,36,13],[36,14,36,15],[38,16,38,17],[37,2,37,3],[37,4,37,9],[37,10,37,11],[37,12,37,13],[37,14,37,15],[37,16,37,17],[38,2,38,3],[38,4,38,9],[38,10,38,11],[38,12,38,13],[38,14,38,15],[39,2,39,9],[39,10,39,11],[39,12,39,13],[39,14,39,15],[39,16,39,17]]}
[null,"水理計算書"]
[]
[]
[null,{"$f":"IF(入力2!$B$9=\"\",\"\",入力2!$B$9)","v":"■名　　称"}]
[null,null,{"$f":"IF(OR(入力2!$D$9=\"記載しない\",入力2!$D$11=\"\"),\"\",入力2!$D$11)","v":"（仮称）ABC店舗新築工事"}]
[]
[null,{"$f":"IF(入力2!$B$13=\"\",\"\",入力2!$B$13)","v":"■工事場所"}]
[null,null,{"$f":"IF(OR(入力2!$D$13=\"記載しない\",入力2!$D$15=\"\"),\"\",入力2!$D$15)","v":"東京都○○区○○1-2-3"}]
[]
[null,{"$f":"IF(入力2!$B$17=\"\",\"\",入力2!$B$17)","v":"■用　　途"}]
[null,null,{"$f":"IF(OR(入力2!$D$17=\"記載しない\",入力2!$D$19=\"\"),\"\",入力2!$D$19)","v":"物販店舗"}]
[]
[null,{"$f":"IF(入力2!$B$21=\"\",\"\",入力2!$B$21)","v":"■給水方式"}]
[null,null,{"$f":"IF(OR(入力2!$D$21=\"記載しない\",入力2!$D$23=\"\"),\"\",入力2!$D$23)","v":"３階直結直圧式"}]
[]
[null,"計算条件"]
[null,null,"1.計画使用水量の算出は、「同時に使用する末端給水用具を設定して計算する方法」による。"]
[null,null,"2.同時に使用する末端給水用具数の算出は、「同時使用率を考慮した末端給水用具数」による。"]
[null,null,"3.末端給水用具の使用水量の算出は、「種類別吐水量と対応する末端給水用具の口径」による。"]
[null,null,"4.管の摩擦損失水頭の算出は以下の公式による。"]
[null,null,"　ウ エ ス ト ン 公 式　：　口径",null,null,null,null,null,null,{"$f":"IF(計算公式!$B$4=\"\",\"\",計算公式!$B$4)","v":50},null,{"$f":"IF(計算公式!$C$4=\"\",\"\",計算公式!$C$4)","v":"mm"},{"$f":"IF(計算公式!$D$4=\"未満\",\"未満\",\"以下\")","v":"以下"}]
[null,null,"　Ｈ．ウィリアムス公式　：　口径",null,null,null,null,null,null,{"$f":"IF(計算公式!$B$9=\"\",\"\",計算公式!$B$9)","v":50},null,{"$f":"IF(計算公式!$C$9=\"\",\"\",計算公式!$C$9)","v":"mm"},{"$f":"計算公式!$D$9","v":"超"},null,"（C値）",null,{"$f":"IF(計算公式!$B$14=\"\",\"\",計算公式!$B$14)","v":100}]
[null,null,"5.給水用具の損失水頭は、原則として直管延長に換算して算出する。"]
[null,null,"6.損失水頭に対して、安全率",null,null,null,null,{"$f":"IF(OR(入力7!$B$15<>\"設定する\",入力7!$C$15=\"\"),\"\",入力7!$C$15)","v":10},null,"％を見込む。"]
[]
[null,null,"末端給水用具の総数",null,null,null,null,{"$f":"IF(入力3!$C$10=\"\",\"\",入力3!$C$10)","v":10},null,"栓"]
[null,null,"同時使用末端給水用具数",null,null,null,null,{"$f":"IF(入力3!$C$12=\"\",\"\",入力3!$C$12)","v":3},null,"栓"]
[]
[null,null,{"$f":"IF(入力4!B11=\"\",\"\",入力4!B11)","v":"No"},null,{"$f":"IF(入力4!C11=\"\",\"\",入力4!C11)","v":"同時使用給水用具"},null,null,null,null,null,{"$f":"IF(入力4!D11=\"\",\"\",入力4!D11)","v":"使用水量（L/min）"},null,null,null,{"$f":"IF(入力4!F11=\"\",\"\",入力4!F11)","v":"使用水量（L/sec）"}]
[null,null,{"$f":"IF(入力4!B12=\"\",\"\",入力4!B12)","v":1},null,{"$f":"IF(入力4!C12=\"\",\"\",入力4!C12)","v":"台所流し"},null,null,null,null,null,{"$f":"IF(入力4!D12=\"\",\"\",入力4!D12)","v":12},null,{"$f":"IF(入力4!E12=\"\",\"\",入力4!E12)","v":"L/min"},null,{"$f":"IF(入力4!F12=\"\",\"\",入力4!F12)","v":0.2},null,{"$f":"IF(入力4!G12=\"\",\"\",入力4!G12)","v":"L/sec"}]
[null,null,{"$f":"IF(入力4!B13=\"\",\"\",入力4!B13)","v":2},null,{"$f":"IF(入力4!C13=\"\",\"\",入力4!C13)","v":"洗たく流し"},null,null,null,null,null,{"$f":"IF(入力4!D13=\"\",\"\",入力4!D13)","v":12},null,{"$f":"IF(入力4!E13=\"\",\"\",入力4!E13)","v":"L/min"},null,{"$f":"IF(入力4!F13=\"\",\"\",入力4!F13)","v":0.2},null,{"$f":"IF(入力4!G13=\"\",\"\",入力4!G13)","v":"L/sec"}]
[null,null,{"$f":"IF(入力4!B14=\"\",\"\",入力4!B14)","v":3},null,{"$f":"IF(入力4!C14=\"\",\"\",入力4!C14)","v":"洗面器"},null,null,null,null,null,{"$f":"IF(入力4!D14=\"\",\"\",入力4!D14)","v":8},null,{"$f":"IF(入力4!E14=\"\",\"\",入力4!E14)","v":"L/min"},null,{"$f":"IF(入力4!F14=\"\",\"\",入力4!F14)","v":0.13},null,{"$f":"IF(入力4!G14=\"\",\"\",入力4!G14)","v":"L/sec"}]
[null,null,{"$f":"IF(入力4!B15=\"\",\"\",入力4!B15)","v":4},null,{"$f":"IF(入力4!C15=\"\",\"\",入力4!C15)","v":""},null,null,null,null,null,{"$f":"IF(入力4!D15=\"\",\"\",入力4!D15)","v":""},null,{"$f":"IF(入力4!E15=\"\",\"\",入力4!E15)","v":"L/min"},null,{"$f":"IF(入力4!F15=\"\",\"\",入力4!F15)","v":""},null,{"$f":"IF(入力4!G15=\"\",\"\",入力4!G15)","v":"L/sec"}]
[null,null,{"$f":"IF(入力4!B16=\"\",\"\",入力4!B16)","v":5},null,{"$f":"IF(入力4!C16=\"\",\"\",入力4!C16)","v":""},null,null,null,null,null,{"$f":"IF(入力4!D16=\"\",\"\",入力4!D16)","v":""},null,{"$f":"IF(入力4!E16=\"\",\"\",入力4!E16)","v":"L/min"},null,{"$f":"IF(入力4!F16=\"\",\"\",入力4!F16)","v":""},null,{"$f":"IF(入力4!G16=\"\",\"\",入力4!G16)","v":"L/sec"}]
[null,null,{"$f":"IF(入力4!B17=\"\",\"\",入力4!B17)","v":6},null,{"$f":"IF(入力4!C17=\"\",\"\",入力4!C17)","v":""},null,null,null,null,null,{"$f":"IF(入力4!D17=\"\",\"\",入力4!D17)","v":""},null,{"$f":"IF(入力4!E17=\"\",\"\",入力4!E17)","v":"L/min"},null,{"$f":"IF(入力4!F17=\"\",\"\",入力4!F17)","v":""},null,{"$f":"IF(入力4!G17=\"\",\"\",入力4!G17)","v":"L/sec"}]
[null,null,{"$f":"IF(入力4!B18=\"\",\"\",入力4!B18)","v":7},null,{"$f":"IF(入力4!C18=\"\",\"\",入力4!C18)","v":""},null,null,null,null,null,{"$f":"IF(入力4!D18=\"\",\"\",入力4!D18)","v":""},null,{"$f":"IF(入力4!E18=\"\",\"\",入力4!E18)","v":"L/min"},null,{"$f":"IF(入力4!F18=\"\",\"\",入力4!F18)","v":""},null,{"$f":"IF(入力4!G18=\"\",\"\",入力4!G18)","v":"L/sec"}]
[null,null,{"$f":"IF(入力4!B19=\"\",\"\",入力4!B19)","v":8},null,{"$f":"IF(入力4!C19=\"\",\"\",入力4!C19)","v":""},null,null,null,null,null,{"$f":"IF(入力4!D19=\"\",\"\",入力4!D19)","v":""},null,{"$f":"IF(入力4!E19=\"\",\"\",入力4!E19)","v":"L/min"},null,{"$f":"IF(入力4!F19=\"\",\"\",入力4!F19)","v":""},null,{"$f":"IF(入力4!G19=\"\",\"\",入力4!G19)","v":"L/sec"}]
[null,null,{"$f":"IF(入力4!B20=\"\",\"\",入力4!B20)","v":9},null,{"$f":"IF(入力4!C20=\"\",\"\",入力4!C20)","v":""},null,null,null,null,null,{"$f":"IF(入力4!D20=\"\",\"\",入力4!D20)","v":""},null,{"$f":"IF(入力4!E20=\"\",\"\",入力4!E20)","v":"L/min"},null,{"$f":"IF(入力4!F20=\"\",\"\",入力4!F20)","v":""},null,{"$f":"IF(入力4!G20=\"\",\"\",入力4!G20)","v":"L/sec"}]
[null,null,{"$f":"IF(入力4!B21=\"\",\"\",入力4!B21)","v":10},null,{"$f":"IF(入力4!C21=\"\",\"\",入力4!C21)","v":""},null,null,null,null,null,{"$f":"IF(入力4!D21=\"\",\"\",入力4!D21)","v":""},null,{"$f":"IF(入力4!E21=\"\",\"\",入力4!E21)","v":"L/min"},null,{"$f":"IF(入力4!F21=\"\",\"\",入力4!F21)","v":""},null,{"$f":"IF(入力4!G21=\"\",\"\",入力4!G21)","v":"L/sec"}]
[null,null,{"$f":"IF(入力4!B22=\"\",\"\",入力4!B22)","v":"合計"},null,null,null,null,null,null,null,{"$f":"IF(入力4!D22=\"\",\"\",入力4!D22)","v":32},null,{"$f":"IF(入力4!E22=\"\",\"\",入力4!E22)","v":"L/min"},null,{"$f":"IF(入力4!F22=\"\",\"\",入力4!F22)","v":0.53},null,{"$f":"IF(入力4!G22=\"\",\"\",入力4!G22)","v":"L/sec"}]

{"sheet":"2区間計算安全無他損失無","index":31,"n_rows":849,"n_cols":11,"rows_kept":849,"cut":false,"hidden":true,"merged":[]}
[null,"１．区　間",null,{"$f":"IF(入力区間!$G$11=\"\",\"\",入力区間!$G$11)","v":"A-B"}]
[null,null,"① 仮定口径",null,"=",{"$f":"IF(入力区間!$I$11=\"\",\"\",入力区間!$I$11)","v":13},"ｍｍ"]
[null,null,"② 管延長",null,"=",{"$f":"IF(入力区間!$J$11=\"\",\"\",入力区間!$J$11)","v":1.8},"ｍ"]
[null,null,"③ 直管換算長",null,"=",{"$f":"IF(入力区間!$AW$11=\"\",\"\",入力区間!$AW$11)","v":3},"ｍ"]
[null,null,"④ 流量",null,"=",{"$f":"IF(入力区間!$H$11=\"\",\"\",入力区間!$H$11)","v":0.2},"Ｌ/sec"]
[null,null,"⑤ 動水勾配",null,"=",{"$f":"IF(入力区間!$AE$11=\"\",\"\",入力区間!$AE$11)","v":229},"‰",{"$f":"IF(入力区間!$AD$11=\"\",\"\",IF(入力区間!$AD$11=\"W\",\"（ウエストン公式より）\",\"（Ｈ．ウィリアムス公式より）\"))","v":"（ウエストン公式より）"}]
[null,null,"⑥ 損失水頭",null,"=","⑤×(②＋③)"]
[null,null,null,null,"=",{"$f":"IF(F6=\"\",\"\",F6/1000)","v":0.22900000000000001},"× (",{"$f":"IF(F3=\"\",\"\",F3)","v":1.8},"＋",{"$f":"IF(F4=\"\",\"\",F4)","v":3},")"]
[null,null,null,null,"=",{"$f":"IF(入力区間!$AG$11=\"\",\"\",入力区間!$AG$11)","v":1.21},"ｍ"]
[null,null,"⑦ 立上り",null,"=",{"$f":"IF(入力区間!$K$11=\"\",0,ROUND(入力区間!$K$11,2))","v":1.5},"ｍ"]
[null,null,"⑧ 区間所要水頭 h1",null,"=","⑥＋⑦"]
[null,null,null,null,"=",{"$f":"IF(F9=\"\",\"\",F9)","v":1.21},"＋",{"$f":"IF(F10=\"\",\"\",F10)","v":1.5}]
[null,null,null,null,"=",{"$f":"IF(入力区間!$D$11=\"\",\"\",入力区間!$D$11)","v":2.71},"ｍ"]
[null,null,"⑨ 累計所要水頭 H1",null,"=","h1"]
[null,null,null,null,"=",{"$f":"IF(入力区間!$C$11=\"\",\"\",入力区間!$C$11)","v":2.71},"ｍ"]
[]
[]
[null,"２．区　間",null,{"$f":"IF(入力区間!$G$12=\"\",\"\",入力区間!$G$12)","v":"B-C"}]
[null,null,"① 仮定口径",null,"=",{"$f":"IF(入力区間!$I$12=\"\",\"\",入力区間!$I$12)","v":20},"ｍｍ"]
[null,null,"② 管延長",null,"=",{"$f":"IF(入力区間!$J$12=\"\",\"\",入力区間!$J$12)","v":3.5},"ｍ"]
[null,null,"③ 直管換算長",null,"=",{"$f":"IF(入力区間!$AW$12=\"\",\"\",入力区間!$AW$12)","v":0},"ｍ"]
[null,null,"④ 流量",null,"=",{"$f":"IF(入力区間!$H$12=\"\",\"\",入力区間!$H$12)","v":0.2},"Ｌ/sec"]
[null,null,"⑤ 動水勾配",null,"=",{"$f":"IF(入力区間!$AE$12=\"\",\"\",入力区間!$AE$12)","v":33},"‰",{"$f":"IF(入力区間!$AD$12=\"\",\"\",IF(入力区間!$AD$12=\"W\",\"（ウエストン公式より）\",\"（Ｈ．ウィリアムス公式より）\"))","v":"（ウエストン公式より）"}]
[null,null,"⑥ 損失水頭",null,"=","⑤×(②＋③)"]
[null,null,null,null,"=",{"$f":"IF(F23=\"\",\"\",F23/1000)","v":3.3000000000000002E-2},"× (",{"$f":"IF(F20=\"\",\"\",F20)","v":3.5},"＋",{"$f":"IF(F21=\"\",\"\",F21)","v":0},")"]
[null,null,null,null,"=",{"$f":"IF(入力区間!$AG$12=\"\",\"\",入力区間!$AG$12)","v":0.13},"ｍ"]
[null,null,"⑦ 立上り",null,"=",{"$f":"IF(入力区間!$K$12=\"\",0,ROUND(入力区間!$K$12,2))","v":0},"ｍ"]
[null,null,"⑧ 区間所要水頭 h2",null,"=","⑥＋⑦"]
[null,null,null,null,"=",{"$f":"IF(F26=\"\",\"\",F26)","v":0.13},"＋",{"$f":"IF(F27=\"\",\"\",F27)","v":0}]
[null,null,null,null,"=",{"$f":"IF(入力区間!$D$12=\"\",\"\",入力区間!$D$12)","v":0.13},"ｍ"]
[null,null,"⑨ 累計所要水頭 H2",null,"=","h2＋H1"]
[null,null,null,null,"=",{"$f":"IF(F30=\"\",\"\",F30)","v":0.13},"＋",{"$f":"IF(F15=\"\",\"\",F15)","v":2.71}]
[null,null,null,null,"=",{"$f":"IF(入力区間!$C$12=\"\",\"\",入力区間!$C$12)","v":2.84},"ｍ"]
[]
[null,"３．区　間",null,{"$f":"IF(入力区間!$G$13=\"\",\"\",入力区間!$G$13)","v":"C-D"}]
[null,null,"① 仮定口径",null,"=",{"$f":"IF(入力区間!$I$13=\"\",\"\",入力区間!$I$13)","v":20},"ｍｍ"]
[null,null,"② 管延長",null,"=",{"$f":"IF(入力区間!$J$13=\"\",\"\",入力区間!$J$13)","v":13},"ｍ"]
[null,null,"③ 直管換算長",null,"=",{"$f":"IF(入力区間!$AW$13=\"\",\"\",入力区間!$AW$13)","v":0.15},"ｍ"]
[null,null,"④ 流量",null,"=",{"$f":"IF(入力区間!$H$13=\"\",\"\",入力区間!$H$13)","v":0.33},"Ｌ/sec"]
[null,null,"⑤ 動水勾配",null,"=",{"$f":"IF(入力区間!$AE$13=\"\",\"\",入力区間!$AE$13)","v":78},"‰",{"$f":"IF(入力区間!$AD$13=\"\",\"\",IF(入力区間!$AD$13=\"W\",\"（ウエストン公式より）\",\"（Ｈ．ウィリアムス公式より）\"))","v":"（ウエストン公式より）"}]
[null,null,"⑥ 損失水頭",null,"=","⑤×(②＋③)"]
[null,null,null,null,"=",{"$f":"IF(F40=\"\",\"\",F40/1000)","v":7.8E-2},"× (",{"$f":"IF(F37=\"\",\"\",F37)","v":13},"＋",{"$f":"IF(F38=\"\",\"\",F38)","v":0.15},")"]
[null,null,null,null,"=",{"$f":"IF(入力区間!$AG$13=\"\",\"\",入力区間!$AG$13)","v":1.1299999999999999},"ｍ"]
[null,null,"⑦ 立上り",null,"=",{"$f":"IF(入力区間!$K$13=\"\",0,ROUND(入力区間!$K$13,2))","v":7},"ｍ"]
[null,null,"⑧ 区間所要水頭 h3",null,"=","⑥＋⑦"]
[null,null,null,null,"=",{"$f":"IF(F43=\"\",\"\",F43)","v":1.1299999999999999},"＋",{"$f":"IF(F44=\"\",\"\",F44)","v":7}]
[null,null,null,null,"=",{"$f":"IF(入力区間!$D$13=\"\",\"\",入力区間!$D$13)","v":8.129999999999999},"ｍ"]
[null,null,"⑨ 累計所要水頭 H3",null,"=","h3＋H2"]
[null,null,null,null,"=",{"$f":"IF(F47=\"\",\"\",F47)","v":8.129999999999999},"＋",{"$f":"IF(F33=\"\",\"\",F33)","v":2.84}]
[null,null,null,null,"=",{"$f":"IF(入力区間!$C$13=\"\",\"\",入力区間!$C$13)","v":10.969999999999999},"ｍ"]
[]
[null,"４．区　間",null,{"$f":"IF(入力区間!$G$14=\"\",\"\",入力区間!$G$14)","v":"D-E"}]
[null,null,"① 仮定口径",null,"=",{"$f":"IF(入力区間!$I$14=\"\",\"\",入力区間!$I$14)","v":20},"ｍｍ"]
[null,null,"② 管延長",null,"=",{"$f":"IF(入力区間!$J$14=\"\",\"\",入力区間!$J$14)","v":5.5},"ｍ"]
[null,null,"③ 直管換算長",null,"=",{"$f":"IF(入力区間!$AW$14=\"\",\"\",入力区間!$AW$14)","v":11.05},"ｍ"]
[null,null,"④ 流量",null,"=",{"$f":"IF(入力区間!$H$14=\"\",\"\",入力区間!$H$14)","v":0.53},"Ｌ/sec"]
[null,null,"⑤ 動水勾配",null,"=",{"$f":"IF(入力区間!$AE$14=\"\",\"\",入力区間!$AE$14)","v":177},"‰",{"$f":"IF(入力区間!$AD$14=\"\",\"\",IF(入力区間!$AD$14=\"W\",\"（ウエストン公式より）\",\"（Ｈ．ウィリアムス公式より）\"))","v":"（ウエストン公式より）"}]
[null,null,"⑥ 損失水頭",null,"=","⑤×(②＋③)"]
[null,null,null,null,"=",{"$f":"IF(F57=\"\",\"\",F57/1000)","v":0.17699999999999999},"× (",{"$f":"IF(F54=\"\",\"\",F54)","v":5.5},"＋",{"$f":"IF(F55=\"\",\"\",F55)","v":11.05},")"]
[null,null,null,null,"=",{"$f":"IF(入力区間!$AG$14=\"\",\"\",入力区間!$AG$14)","v":3.22},"ｍ"]
[null,null,"⑦ 立上り",null,"=",{"$f":"IF(入力区間!$K$14=\"\",0,ROUND(入力区間!$K$14,2))","v":0},"ｍ"]
[null,null,"⑧ 区間所要水頭 h4",null,"=","⑥＋⑦"]
[null,null,null,null,"=",{"$f":"IF(F60=\"\",\"\",F60)","v":3.22},"＋",{"$f":"IF(F61=\"\",\"\",F61)","v":0}]
[null,null,null,null,"=",{"$f":"IF(入力区間!$D$14=\"\",\"\",入力区間!$D$14)","v":3.22},"ｍ"]
[null,null,"⑨ 累計所要水頭 H4",null,"=","h4＋H3"]
[null,null,null,null,"=",{"$f":"IF(F64=\"\",\"\",F64)","v":3.22},"＋",{"$f":"IF(F50=\"\",\"\",F50)","v":10.969999999999999}]
[null,null,null,null,"=",{"$f":"IF(入力区間!$C$14=\"\",\"\",入力区間!$C$14)","v":14.19},"ｍ"]
[]
[null,"５．区　間",null,{"$f":"IF(入力区間!$G$15=\"\",\"\",入力区間!$G$15)","v":"E-F"}]
[null,null,"① 仮定口径",null,"=",{"$f":"IF(入力区間!$I$15=\"\",\"\",入力区間!$I$15)","v":25},"ｍｍ"]
[null,null,"② 管延長",null,"=",{"$f":"IF(入力区間!$J$15=\"\",\"\",入力区間!$J$15)","v":2.5},"ｍ"]
[null,null,"③ 直管換算長",null,"=",{"$f":"IF(入力区間!$AW$15=\"\",\"\",入力区間!$AW$15)","v":1},"ｍ"]
[null,null,"④ 流量",null,"=",{"$f":"IF(入力区間!$H$15=\"\",\"\",入力区間!$H$15)","v":0.53},"Ｌ/sec"]
[null,null,"⑤ 動水勾配",null,"=",{"$f":"IF(入力区間!$AE$15=\"\",\"\",入力区間!$AE$15)","v":64},"‰",{"$f":"IF(入力区間!$AD$15=\"\",\"\",IF(入力区間!$AD$15=\"W\",\"（ウエストン公式より）\",\"（Ｈ．ウィリアムス公式より）\"))","v":"（ウエストン公式より）"}]
[null,null,"⑥ 損失水頭",null,"=","⑤×(②＋③)"]
[null,null,null,null,"=",{"$f":"IF(F74=\"\",\"\",F74/1000)","v":6.4000000000000001E-2},"× (",{"$f":"IF(F71=\"\",\"\",F71)","v":2.5},"＋",{"$f":"IF(F72=\"\",\"\",F72)","v":1},")"]
[null,null,null,null,"=",{"$f":"IF(入力区間!$AG$15=\"\",\"\",入力区間!$AG$15)","v":0.25},"ｍ"]
[null,null,"⑦ 立上り",null,"=",{"$f":"IF(入力区間!$K$15=\"\",0,ROUND(入力区間!$K$15,2))","v":0.9},"ｍ"]
[null,null,"⑧ 区間所要水頭 h5",null,"=","⑥＋⑦"]
[null,null,null,null,"=",{"$f":"IF(F77=\"\",\"\",F77)","v":0.25},"＋",{"$f":"IF(F78=\"\",\"\",F78)","v":0.9}]
[null,null,null,null,"=",{"$f":"IF(入力区間!$D$15=\"\",\"\",入力区間!$D$15)","v":1.1499999999999999},"ｍ"]
[null,null,"⑨ 累計所要水頭 H5",null,"=","h5＋H4"]
[null,null,null,null,"=",{"$f":"IF(F81=\"\",\"\",F81)","v":1.1499999999999999},"＋",{"$f":"IF(F67=\"\",\"\",F67)","v":14.19}]
[null,null,null,null,"=",{"$f":"IF(入力区間!$C$15=\"\",\"\",入力区間!$C$15)","v":15.34},"ｍ"]
[]
[null,"６．区　間",null,{"$f":"IF(入力区間!$G$16=\"\",\"\",入力区間!$G$16)","v":""}]
[null,null,"① 仮定口径",null,"=",{"$f":"IF(入力区間!$I$16=\"\",\"\",入力区間!$I$16)","v":""},"ｍｍ"]
[null,null,"② 管延長",null,"=",{"$f":"IF(入力区間!$J$16=\"\",\"\",入力区間!$J$16)","v":""},"ｍ"]
[null,null,"③ 直管換算長",null,"=",{"$f":"IF(入力区間!$AW$16=\"\",\"\",入力区間!$AW$16)","v":""},"ｍ"]
[null,null,"④ 流量",null,"=",{"$f":"IF(入力区間!$H$16=\"\",\"\",入力区間!$H$16)","v":""},"Ｌ/sec"]
[null,null,"⑤ 動水勾配",null,"=",{"$f":"IF(入力区間!$AE$16=\"\",\"\",入力区間!$AE$16)","v":""},"‰",{"$f":"IF(入力区間!$AD$16=\"\",\"\",IF(入力区間!$AD$16=\"W\",\"（ウエストン公式より）\",\"（Ｈ．ウィリアムス公式より）\"))","v":""}]
[null,null,"⑥ 損失水頭",null,"=","⑤×(②＋③)"]
[null,null,null,null,"=",{"$f":"IF(F91=\"\",\"\",F91/1000)","v":""},"× (",{"$f":"IF(F88=\"\",\"\",F88)","v":""},"＋",{"$f":"IF(F89=\"\",\"\",F89)","v":""},")"]
[null,null,null,null,"=",{"$f":"IF(入力区間!$AG$16=\"\",\"\",入力区間!$AG$16)","v":""},"ｍ"]
[null,null,"⑦ 立上り",null,"=",{"$f":"IF(入力区間!$K$16=\"\",0,ROUND(入力区間!$K$16,2))","v":0},"ｍ"]
[null,null,"⑧ 区間所要水頭 h6",null,"=","⑥＋⑦"]
[null,null,null,null,"=",{"$f":"IF(F94=\"\",\"\",F94)","v":""},"＋",{"$f":"IF(F95=\"\",\"\",F95)","v":0}]
[null,null,null,null,"=",{"$f":"IF(入力区間!$D$16=\"\",\"\",入力区間!$D$16)","v":""},"ｍ"]
[null,null,"⑨ 累計所要水頭 H6",null,"=","h6＋H5"]
[null,null,null,null,"=",{"$f":"IF(F98=\"\",\"\",F98)","v":""},"＋",{"$f":"IF(F84=\"\",\"\",F84)","v":15.34}]
[null,null,null,null,"=",{"$f":"IF(入力区間!$C$16=\"\",\"\",入力区間!$C$16)","v":""},"ｍ"]
[]
[null,"７．区　間",null,{"$f":"IF(入力区間!$G$17=\"\",\"\",入力区間!$G$17)","v":""}]
[null,null,"① 仮定口径",null,"=",{"$f":"IF(入力区間!$I$17=\"\",\"\",入力区間!$I$17)","v":""},"ｍｍ"]
[null,null,"② 管延長",null,"=",{"$f":"IF(入力区間!$J$17=\"\",\"\",入力区間!$J$17)","v":""},"ｍ"]
[null,null,"③ 直管換算長",null,"=",{"$f":"IF(入力区間!$AW$17=\"\",\"\",入力区間!$AW$17)","v":""},"ｍ"]
[null,null,"④ 流量",null,"=",{"$f":"IF(入力区間!$H$17=\"\",\"\",入力区間!$H$17)","v":""},"Ｌ/sec"]
[null,null,"⑤ 動水勾配",null,"=",{"$f":"IF(入力区間!$AE$17=\"\",\"\",入力区間!$AE$17)","v":""},"‰",{"$f":"IF(入力区間!$AD$17=\"\",\"\",IF(入力区間!$AD$17=\"W\",\"（ウエストン公式より）\",\"（Ｈ．ウィリアムス公式より）\"))","v":""}]
[null,null,"⑥ 損失水頭",null,"=","⑤×(②＋③)"]
[null,null,null,null,"=",{"$f":"IF(F108=\"\",\"\",F108/1000)","v":""},"× (",{"$f":"IF(F105=\"\",\"\",F105)","v":""},"＋",{"$f":"IF(F106=\"\",\"\",F106)","v":""},")"]
[null,null,null,null,"=",{"$f":"IF(入力区間!$AG$17=\"\",\"\",入力区間!$AG$17)","v":""},"ｍ"]
[null,null,"⑦ 立上り",null,"=",{"$f":"IF(入力区間!$K$17=\"\",0,ROUND(入力区間!$K$17,2))","v":0},"ｍ"]
[null,null,"⑧ 区間所要水頭 h7",null,"=","⑥＋⑦"]
[null,null,null,null,"=",{"$f":"IF(F111=\"\",\"\",F111)","v":""},"＋",{"$f":"IF(F112=\"\",\"\",F112)","v":0}]
[null,null,null,null,"=",{"$f":"IF(入力区間!$D$17=\"\",\"\",入力区間!$D$17)","v":""},"ｍ"]
[null,null,"⑨ 累計所要水頭 H7",null,"=","h7＋H6"]
[null,null,null,null,"=",{"$f":"IF(F115=\"\",\"\",F115)","v":""},"＋",{"$f":"IF(F101=\"\",\"\",F101)","v":""}]
[null,null,null,null,"=",{"$f":"IF(入力区間!$C$17=\"\",\"\",入力区間!$C$17)","v":""},"ｍ"]
[]
[null,"８．区　間",null,{"$f":"IF(入力区間!$G$18=\"\",\"\",入力区間!$G$18)","v":""}]
[null,null,"① 仮定口径",null,"=",{"$f":"IF(入力区間!$I$18=\"\",\"\",入力区間!$I$18)","v":""},"ｍｍ"]
[null,null,"② 管延長",null,"=",{"$f":"IF(入力区間!$J$18=\"\",\"\",入力区間!$J$18)","v":""},"ｍ"]
[null,null,"③ 直管換算長",null,"=",{"$f":"IF(入力区間!$AW$18=\"\",\"\",入力区間!$AW$18)","v":""},"ｍ"]
[null,null,"④ 流量",null,"=",{"$f":"IF(入力区間!$H$18=\"\",\"\",入力区間!$H$18)","v":""},"Ｌ/sec"]
[null,null,"⑤ 動水勾配",null,"=",{"$f":"IF(入力区間!$AE$18=\"\",\"\",入力区間!$AE$18)","v":""},"‰",{"$f":"IF(入力区間!$AD$18=\"\",\"\",IF(入力区間!$AD$18=\"W\",\"（ウエストン公式より）\",\"（Ｈ．ウィリアムス公式より）\"))","v":""}]
[null,null,"⑥ 損失水頭",null,"=","⑤×(②＋③)"]
[null,null,null,null,"=",{"$f":"IF(F125=\"\",\"\",F125/1000)","v":""},"× (",{"$f":"IF(F122=\"\",\"\",F122)","v":""},"＋",{"$f":"IF(F123=\"\",\"\",F123)","v":""},")"]
[null,null,null,null,"=",{"$f":"IF(入力区間!$AG$18=\"\",\"\",入力区間!$AG$18)","v":""},"ｍ"]
[null,null,"⑦ 立上り",null,"=",{"$f":"IF(入力区間!$K$18=\"\",0,ROUND(入力区間!$K$18,2))","v":0},"ｍ"]
[null,null,"⑧ 区間所要水頭 h8",null,"=","⑥＋⑦"]
[null,null,null,null,"=",{"$f":"IF(F128=\"\",\"\",F128)","v":""},"＋",{"$f":"IF(F129=\"\",\"\",F129)","v":0}]
[null,null,null,null,"=",{"$f":"IF(入力区間!$D$18=\"\",\"\",入力区間!$D$18)","v":""},"ｍ"]
[null,null,"⑨ 累計所要水頭 H8",null,"=","h8＋H7"]
[null,null,null,null,"=",{"$f":"IF(F132=\"\",\"\",F132)","v":""},"＋",{"$f":"IF(F118=\"\",\"\",F118)","v":""}]
[null,null,null,null,"=",{"$f":"IF(入力区間!$C$18=\"\",\"\",入力区間!$C$18)","v":""},"ｍ"]
[]
[null,"９．区　間",null,{"$f":"IF(入力区間!$G$19=\"\",\"\",入力区間!$G$19)","v":""}]
[null,null,"① 仮定口径",null,"=",{"$f":"IF(入力区間!$I$19=\"\",\"\",入力区間!$I$19)","v":""},"ｍｍ"]
[null,null,"② 管延長",null,"=",{"$f":"IF(入力区間!$J$19=\"\",\"\",入力区間!$J$19)","v":""},"ｍ"]
[null,null,"③ 直管換算長",null,"=",{"$f":"IF(入力区間!$AW$19=\"\",\"\",入力区間!$AW$19)","v":""},"ｍ"]
[null,null,"④ 流量",null,"=",{"$f":"IF(入力区間!$H$19=\"\",\"\",入力区間!$H$19)","v":""},"Ｌ/sec"]
[null,null,"⑤ 動水勾配",null,"=",{"$f":"IF(入力区間!$AE$19=\"\",\"\",入力区間!$AE$19)","v":""},"‰",{"$f":"IF(入力区間!$AD$19=\"\",\"\",IF(入力区間!$AD$19=\"W\",\"（ウエストン公式より）\",\"（Ｈ．ウィリアムス公式より）\"))","v":""}]
[null,null,"⑥ 損失水頭",null,"=","⑤×(②＋③)"]
[null,null,null,null,"=",{"$f":"IF(F142=\"\",\"\",F142/1000)","v":""},"× (",{"$f":"IF(F139=\"\",\"\",F139)","v":""},"＋",{"$f":"IF(F140=\"\",\"\",F140)","v":""},")"]
[null,null,null,null,"=",{"$f":"IF(入力区間!$AG$19=\"\",\"\",入力区間!$AG$19)","v":""},"ｍ"]
[null,null,"⑦ 立上り",null,"=",{"$f":"IF(入力区間!$K$19=\"\",0,ROUND(入力区間!$K$19,2))","v":0},"ｍ"]
[null,null,"⑧ 区間所要水頭 h9",null,"=","⑥＋⑦"]
[null,null,null,null,"=",{"$f":"IF(F145=\"\",\"\",F145)","v":""},"＋",{"$f":"IF(F146=\"\",\"\",F146)","v":0}]
[null,null,null,null,"=",{"$f":"IF(入力区間!$D$19=\"\",\"\",入力区間!$D$19)","v":""},"ｍ"]
[null,null,"⑨ 累計所要水頭 H9",null,"=","h9＋H8"]
[null,null,null,null,"=",{"$f":"IF(F149=\"\",\"\",F149)","v":""},"＋",{"$f":"IF(F135=\"\",\"\",F135)","v":""}]
[null,null,null,null,"=",{"$f":"IF(入力区間!$C$19=\"\",\"\",入力区間!$C$19)","v":""},"ｍ"]
[]
[null,"10．区　間",null,{"$f":"IF(入力区間!$G$20=\"\",\"\",入力区間!$G$20)","v":""}]
[null,null,"① 仮定口径",null,"=",{"$f":"IF(入力区間!$I$20=\"\",\"\",入力区間!$I$20)","v":""},"ｍｍ"]
[null,null,"② 管延長",null,"=",{"$f":"IF(入力区間!$J$20=\"\",\"\",入力区間!$J$20)","v":""},"ｍ"]
[null,null,"③ 直管換算長",null,"=",{"$f":"IF(入力区間!$AW$20=\"\",\"\",入力区間!$AW$20)","v":""},"ｍ"]
[null,null,"④ 流量",null,"=",{"$f":"IF(入力区間!$H$20=\"\",\"\",入力区間!$H$20)","v":""},"Ｌ/sec"]
[null,null,"⑤ 動水勾配",null,"=",{"$f":"IF(入力区間!$AE$20=\"\",\"\",入力区間!$AE$20)","v":""},"‰",{"$f":"IF(入力区間!$AD$20=\"\",\"\",IF(入力区間!$AD$20=\"W\",\"（ウエストン公式より）\",\"（Ｈ．ウィリアムス公式より）\"))","v":""}]
[null,null,"⑥ 損失水頭",null,"=","⑤×(②＋③)"]
[null,null,null,null,"=",{"$f":"IF(F159=\"\",\"\",F159/1000)","v":""},"× (",{"$f":"IF(F156=\"\",\"\",F156)","v":""},"＋",{"$f":"IF(F157=\"\",\"\",F157)","v":""},")"]
[null,null,null,null,"=",{"$f":"IF(入力区間!$AG$20=\"\",\"\",入力区間!$AG$20)","v":""},"ｍ"]
[null,null,"⑦ 立上り",null,"=",{"$f":"IF(入力区間!$K$20=\"\",0,ROUND(入力区間!$K$20,2))","v":0},"ｍ"]
[null,null,"⑧ 区間所要水頭 h10",null,"=","⑥＋⑦"]
[null,null,null,null,"=",{"$f":"IF(F162=\"\",\"\",F162)","v":""},"＋",{"$f":"IF(F163=\"\",\"\",F163)","v":0}]
[null,null,null,null,"=",{"$f":"IF(入力区間!$D$20=\"\",\"\",入力区間!$D$20)","v":""},"ｍ"]
[null,null,"⑨ 累計所要水頭 H10",null,"=","h10＋H9"]
[null,null,null,null,"=",{"$f":"IF(F166=\"\",\"\",F166)","v":""},"＋",{"$f":"IF(F152=\"\",\"\",F152)","v":""}]
[null,null,null,null,"=",{"$f":"IF(入力区間!$C$20=\"\",\"\",入力区間!$C$20)","v":""},"ｍ"]
[]
[null,"11．区　間",null,{"$f":"IF(入力区間!$G$21=\"\",\"\",入力区間!$G$21)","v":""}]
[null,null,"① 仮定口径",null,"=",{"$f":"IF(入力区間!$I$21=\"\",\"\",入力区間!$I$21)","v":""},"ｍｍ"]
[null,null,"② 管延長",null,"=",{"$f":"IF(入力区間!$J$21=\"\",\"\",入力区間!$J$21)","v":""},"ｍ"]
[null,null,"③ 直管換算長",null,"=",{"$f":"IF(入力区間!$AW$21=\"\",\"\",入力区間!$AW$21)","v":""},"ｍ"]
[null,null,"④ 流量",null,"=",{"$f":"IF(入力区間!$H$21=\"\",\"\",入力区間!$H$21)","v":""},"Ｌ/sec"]
[null,null,"⑤ 動水勾配",null,"=",{"$f":"IF(入力区間!$AE$21=\"\",\"\",入力区間!$AE$21)","v":""},"‰",{"$f":"IF(入力区間!$AD$21=\"\",\"\",IF(入力区間!$AD$21=\"W\",\"（ウエストン公式より）\",\"（Ｈ．ウィリアムス公式より）\"))","v":""}]
[null,null,"⑥ 損失水頭",null,"=","⑤×(②＋③)"]
[null,null,null,null,"=",{"$f":"IF(F176=\"\",\"\",F176/1000)","v":""},"× (",{"$f":"IF(F173=\"\",\"\",F173)","v":""},"＋",{"$f":"IF(F174=\"\",\"\",F174)","v":""},")"]
[null,null,null,null,"=",{"$f":"IF(入力区間!$AG$21=\"\",\"\",入力区間!$AG$21)","v":""},"ｍ"]
[null,null,"⑦ 立上り",null,"=",{"$f":"IF(入力区間!$K$21=\"\",0,ROUND(入力区間!$K$21,2))","v":0},"ｍ"]
[null,null,"⑧ 区間所要水頭 h11",null,"=","⑥＋⑦"]
[null,null,null,null,"=",{"$f":"IF(F179=\"\",\"\",F179)","v":""},"＋",{"$f":"IF(F180=\"\",\"\",F180)","v":0}]
[null,null,null,null,"=",{"$f":"IF(入力区間!$D$21=\"\",\"\",入力区間!$D$21)","v":""},"ｍ"]
[null,null,"⑨ 累計所要水頭 H11",null,"=","h11＋H10"]
[null,null,null,null,"=",{"$f":"IF(F183=\"\",\"\",F183)","v":""},"＋",{"$f":"IF(F169=\"\",\"\",F169)","v":""}]
[null,null,null,null,"=",{"$f":"IF(入力区間!$C$21=\"\",\"\",入力区間!$C$21)","v":""},"ｍ"]
[]
[null,"12．区　間",null,{"$f":"IF(入力区間!$G$22=\"\",\"\",入力区間!$G$22)","v":""}]
[null,null,"① 仮定口径",null,"=",{"$f":"IF(入力区間!$I$22=\"\",\"\",入力区間!$I$22)","v":""},"ｍｍ"]
[null,null,"② 管延長",null,"=",{"$f":"IF(入力区間!$J$22=\"\",\"\",入力区間!$J$22)","v":""},"ｍ"]
[null,null,"③ 直管換算長",null,"=",{"$f":"IF(入力区間!$AW$22=\"\",\"\",入力区間!$AW$22)","v":""},"ｍ"]
[null,null,"④ 流量",null,"=",{"$f":"IF(入力区間!$H$22=\"\",\"\",入力区間!$H$22)","v":""},"Ｌ/sec"]
[null,null,"⑤ 動水勾配",null,"=",{"$f":"IF(入力区間!$AE$22=\"\",\"\",入力区間!$AE$22)","v":""},"‰",{"$f":"IF(入力区間!$AD$22=\"\",\"\",IF(入力区間!$AD$22=\"W\",\"（ウエストン公式より）\",\"（Ｈ．ウィリアムス公式より）\"))","v":""}]
[null,null,"⑥ 損失水頭",null,"=","⑤×(②＋③)"]
[null,null,null,null,"=",{"$f":"IF(F193=\"\",\"\",F193/1000)","v":""},"× (",{"$f":"IF(F190=\"\",\"\",F190)","v":""},"＋",{"$f":"IF(F191=\"\",\"\",F191)","v":""},")"]
[null,null,null,null,"=",{"$f":"IF(入力区間!$AG$22=\"\",\"\",入力区間!$AG$22)","v":""},"ｍ"]
[null,null,"⑦ 立上り",null,"=",{"$f":"IF(入力区間!$K$22=\"\",0,ROUND(入力区間!$K$22,2))","v":0},"ｍ"]
[null,null,"⑧ 区間所要水頭 h12",null,"=","⑥＋⑦"]
[null,null,null,null,"=",{"$f":"IF(F196=\"\",\"\",F196)","v":""},"＋",{"$f":"IF(F197=\"\",\"\",F197)","v":0}]
[null,null,null,null,"=",{"$f":"IF(入力区間!$D$22=\"\",\"\",入力区間!$D$22)","v":""},"ｍ"]
[null,null,"⑨ 累計所要水頭 H12",null,"=","h12＋H11"]
[null,null,null,null,"=",{"$f":"IF(F200=\"\",\"\",F200)","v":""},"＋",{"$f":"IF(F186=\"\",\"\",F186)","v":""}]
[null,null,null,null,"=",{"$f":"IF(入力区間!$C$22=\"\",\"\",入力区間!$C$22)","v":""},"ｍ"]
[]
[null,"13．区　間",null,{"$f":"IF(入力区間!$G$23=\"\",\"\",入力区間!$G$23)","v":""}]
[null,null,"① 仮定口径",null,"=",{"$f":"IF(入力区間!$I$23=\"\",\"\",入力区間!$I$23)","v":""},"ｍｍ"]
[null,null,"② 管延長",null,"=",{"$f":"IF(入力区間!$J$23=\"\",\"\",入力区間!$J$23)","v":""},"ｍ"]
[null,null,"③ 直管換算長",null,"=",{"$f":"IF(入力区間!$AW$23=\"\",\"\",入力区間!$AW$23)","v":""},"ｍ"]
[null,null,"④ 流量",null,"=",{"$f":"IF(入力区間!$H$23=\"\",\"\",入力区間!$H$23)","v":""},"Ｌ/sec"]
[null,null,"⑤ 動水勾配",null,"=",{"$f":"IF(入力区間!$AE$23=\"\",\"\",入力区間!$AE$23)","v":""},"‰",{"$f":"IF(入力区間!$AD$23=\"\",\"\",IF(入力区間!$AD$23=\"W\",\"（ウエストン公式より）\",\"（Ｈ．ウィリアムス公式より）\"))","v":""}]
[null,null,"⑥ 損失水頭",null,"=","⑤×(②＋③)"]
[null,null,null,null,"=",{"$f":"IF(F210=\"\",\"\",F210/1000)","v":""},"× (",{"$f":"IF(F207=\"\",\"\",F207)","v":""},"＋",{"$f":"IF(F208=\"\",\"\",F208)","v":""},")"]
[null,null,null,null,"=",{"$f":"IF(入力区間!$AG$23=\"\",\"\",入力区間!$AG$23)","v":""},"ｍ"]
[null,null,"⑦ 立上り",null,"=",{"$f":"IF(入力区間!$K$23=\"\",0,ROUND(入力区間!$K$23,2))","v":0},"ｍ"]
[null,null,"⑧ 区間所要水頭 h13",null,"=","⑥＋⑦"]
[null,null,null,null,"=",{"$f":"IF(F213=\"\",\"\",F213)","v":""},"＋",{"$f":"IF(F214=\"\",\"\",F214)","v":0}]
[null,null,null,null,"=",{"$f":"IF(入力区間!$D$23=\"\",\"\",入力区間!$D$23)","v":""},"ｍ"]
[null,null,"⑨ 累計所要水頭 H13",null,"=","h13＋H12"]
[null,null,null,null,"=",{"$f":"IF(F217=\"\",\"\",F217)","v":""},"＋",{"$f":"IF(F203=\"\",\"\",F203)","v":""}]
[null,null,null,null,"=",{"$f":"IF(入力区間!$C$23=\"\",\"\",入力区間!$C$23)","v":""},"ｍ"]
[]
[null,"14．区　間",null,{"$f":"IF(入力区間!$G$24=\"\",\"\",入力区間!$G$24)","v":""}]
[null,null,"① 仮定口径",null,"=",{"$f":"IF(入力区間!$I$24=\"\",\"\",入力区間!$I$24)","v":""},"ｍｍ"]
[null,null,"② 管延長",null,"=",{"$f":"IF(入力区間!$J$24=\"\",\"\",入力区間!$J$24)","v":""},"ｍ"]
[null,null,"③ 直管換算長",null,"=",{"$f":"IF(入力区間!$AW$24=\"\",\"\",入力区間!$AW$24)","v":""},"ｍ"]
[null,null,"④ 流量",null,"=",{"$f":"IF(入力区間!$H$24=\"\",\"\",入力区間!$H$24)","v":""},"Ｌ/sec"]
[null,null,"⑤ 動水勾配",null,"=",{"$f":"IF(入力区間!$AE$24=\"\",\"\",入力区間!$AE$24)","v":""},"‰",{"$f":"IF(入力区間!$AD$24=\"\",\"\",IF(入力区間!$AD$24=\"W\",\"（ウエストン公式より）\",\"（Ｈ．ウィリアムス公式より）\"))","v":""}]
[null,null,"⑥ 損失水頭",null,"=","⑤×(②＋③)"]
[null,null,null,null,"=",{"$f":"IF(F227=\"\",\"\",F227/1000)","v":""},"× (",{"$f":"IF(F224=\"\",\"\",F224)","v":""},"＋",{"$f":"IF(F225=\"\",\"\",F225)","v":""},")"]
[null,null,null,null,"=",{"$f":"IF(入力区間!$AG$24=\"\",\"\",入力区間!$AG$24)","v":""},"ｍ"]
[null,null,"⑦ 立上り",null,"=",{"$f":"IF(入力区間!$K$24=\"\",0,ROUND(入力区間!$K$24,2))","v":0},"ｍ"]
[null,null,"⑧ 区間所要水頭 h14",null,"=","⑥＋⑦"]
[null,null,null,null,"=",{"$f":"IF(F230=\"\",\"\",F230)","v":""},"＋",{"$f":"IF(F231=\"\",\"\",F231)","v":0}]
[null,null,null,null,"=",{"$f":"IF(入力区間!$D$24=\"\",\"\",入力区間!$D$24)","v":""},"ｍ"]
[null,null,"⑨ 累計所要水頭 H14",null,"=","h14＋H13"]
[null,null,null,null,"=",{"$f":"IF(F234=\"\",\"\",F234)","v":""},"＋",{"$f":"IF(F220=\"\",\"\",F220)","v":""}]
[null,null,null,null,"=",{"$f":"IF(入力区間!$C$24=\"\",\"\",入力区間!$C$24)","v":""},"ｍ"]
[]
[null,"15．区　間",null,{"$f":"IF(入力区間!$G$25=\"\",\"\",入力区間!$G$25)","v":""}]
[null,null,"① 仮定口径",null,"=",{"$f":"IF(入力区間!$I$25=\"\",\"\",入力区間!$I$25)","v":""},"ｍｍ"]
[null,null,"② 管延長",null,"=",{"$f":"IF(入力区間!$J$25=\"\",\"\",入力区間!$J$25)","v":""},"ｍ"]
[null,null,"③ 直管換算長",null,"=",{"$f":"IF(入力区間!$AW$25=\"\",\"\",入力区間!$AW$25)","v":""},"ｍ"]
[null,null,"④ 流量",null,"=",{"$f":"IF(入力区間!$H$25=\"\",\"\",入力区間!$H$25)","v":""},"Ｌ/sec"]
[null,null,"⑤ 動水勾配",null,"=",{"$f":"IF(入力区間!$AE$25=\"\",\"\",入力区間!$AE$25)","v":""},"‰",{"$f":"IF(入力区間!$AD$25=\"\",\"\",IF(入力区間!$AD$25=\"W\",\"（ウエストン公式より）\",\"（Ｈ．ウィリアムス公式より）\"))","v":""}]
[null,null,"⑥ 損失水頭",null,"=","⑤×(②＋③)"]
[null,null,null,null,"=",{"$f":"IF(F244=\"\",\"\",F244/1000)","v":""},"× (",{"$f":"IF(F241=\"\",\"\",F241)","v":""},"＋",{"$f":"IF(F242=\"\",\"\",F242)","v":""},")"]
[null,null,null,null,"=",{"$f":"IF(入力区間!$AG$25=\"\",\"\",入力区間!$AG$25)","v":""},"ｍ"]
[null,null,"⑦ 立上り",null,"=",{"$f":"IF(入力区間!$K$25=\"\",0,ROUND(入力区間!$K$25,2))","v":0},"ｍ"]
[null,null,"⑧ 区間所要水頭 h15",null,"=","⑥＋⑦"]
[null,null,null,null,"=",{"$f":"IF(F247=\"\",\"\",F247)","v":""},"＋",{"$f":"IF(F248=\"\",\"\",F248)","v":0}]
[null,null,null,null,"=",{"$f":"IF(入力区間!$D$25=\"\",\"\",入力区間!$D$25)","v":""},"ｍ"]
[null,null,"⑨ 累計所要水頭 H15",null,"=","h15＋H14"]
[null,null,null,null,"=",{"$f":"IF(F251=\"\",\"\",F251)","v":""},"＋",{"$f":"IF(F237=\"\",\"\",F237)","v":""}]
[null,null,null,null,"=",{"$f":"IF(入力区間!$C$25=\"\",\"\",入力区間!$C$25)","v":""},"ｍ"]
[]
[null,"16．区　間",null,{"$f":"IF(入力区間!$G$26=\"\",\"\",入力区間!$G$26)","v":""}]
[null,null,"① 仮定口径",null,"=",{"$f":"IF(入力区間!$I$26=\"\",\"\",入力区間!$I$26)","v":""},"ｍｍ"]
[null,null,"② 管延長",null,"=",{"$f":"IF(入力区間!$J$26=\"\",\"\",入力区間!$J$26)","v":""},"ｍ"]
[null,null,"③ 直管換算長",null,"=",{"$f":"IF(入力区間!$AW$26=\"\",\"\",入力区間!$AW$26)","v":""},"ｍ"]
[null,null,"④ 流量",null,"=",{"$f":"IF(入力区間!$H$26=\"\",\"\",入力区間!$H$26)","v":""},"Ｌ/sec"]
[null,null,"⑤ 動水勾配",null,"=",{"$f":"IF(入力区間!$AE$26=\"\",\"\",入力区間!$AE$26)","v":""},"‰",{"$f":"IF(入力区間!$AD$26=\"\",\"\",IF(入力区間!$AD$26=\"W\",\"（ウエストン公式より）\",\"（Ｈ．ウィリアムス公式より）\"))","v":""}]
[null,null,"⑥ 損失水頭",null,"=","⑤×(②＋③)"]
[null,null,null,null,"=",{"$f":"IF(F261=\"\",\"\",F261/1000)","v":""},"× (",{"$f":"IF(F258=\"\",\"\",F258)","v":""},"＋",{"$f":"IF(F259=\"\",\"\",F259)","v":""},")"]
[null,null,null,null,"=",{"$f":"IF(入力区間!$AG$26=\"\",\"\",入力区間!$AG$26)","v":""},"ｍ"]
[null,null,"⑦ 立上り",null,"=",{"$f":"IF(入力区間!$K$26=\"\",0,ROUND(入力区間!$K$26,2))","v":0},"ｍ"]
[null,null,"⑧ 区間所要水頭 h16",null,"=","⑥＋⑦"]
[null,null,null,null,"=",{"$f":"IF(F264=\"\",\"\",F264)","v":""},"＋",{"$f":"IF(F265=\"\",\"\",F265)","v":0}]
[null,null,null,null,"=",{"$f":"IF(入力区間!$D$26=\"\",\"\",入力区間!$D$26)","v":""},"ｍ"]
[null,null,"⑨ 累計所要水頭 H16",null,"=","h16＋H15"]
[null,null,null,null,"=",{"$f":"IF(F268=\"\",\"\",F268)","v":""},"＋",{"$f":"IF(F254=\"\",\"\",F254)","v":""}]
[null,null,null,null,"=",{"$f":"IF(入力区間!$C$26=\"\",\"\",入力区間!$C$26)","v":""},"ｍ"]
[]
[null,"17．区　間",null,{"$f":"IF(入力区間!$G$27=\"\",\"\",入力区間!$G$27)","v":""}]
[null,null,"① 仮定口径",null,"=",{"$f":"IF(入力区間!$I$27=\"\",\"\",入力区間!$I$27)","v":""},"ｍｍ"]
[null,null,"② 管延長",null,"=",{"$f":"IF(入力区間!$J$27=\"\",\"\",入力区間!$J$27)","v":""},"ｍ"]
[null,null,"③ 直管換算長",null,"=",{"$f":"IF(入力区間!$AW$27=\"\",\"\",入力区間!$AW$27)","v":""},"ｍ"]
[null,null,"④ 流量",null,"=",{"$f":"IF(入力区間!$H$27=\"\",\"\",入力区間!$H$27)","v":""},"Ｌ/sec"]
[null,null,"⑤ 動水勾配",null,"=",{"$f":"IF(入力区間!$AE$27=\"\",\"\",入力区間!$AE$27)","v":""},"‰",{"$f":"IF(入力区間!$AD$27=\"\",\"\",IF(入力区間!$AD$27=\"W\",\"（ウエストン公式より）\",\"（Ｈ．ウィリアムス公式より）\"))","v":""}]
[null,null,"⑥ 損失水頭",null,"=","⑤×(②＋③)"]
[null,null,null,null,"=",{"$f":"IF(F278=\"\",\"\",F278/1000)","v":""},"× (",{"$f":"IF(F275=\"\",\"\",F275)","v":""},"＋",{"$f":"IF(F276=\"\",\"\",F276)","v":""},")"]
[null,null,null,null,"=",{"$f":"IF(入力区間!$AG$27=\"\",\"\",入力区間!$AG$27)","v":""},"ｍ"]
[null,null,"⑦ 立上り",null,"=",{"$f":"IF(入力区間!$K$27=\"\",0,ROUND(入力区間!$K$27,2))","v":0},"ｍ"]
[null,null,"⑧ 区間所要水頭 h17",null,"=","⑥＋⑦"]
[null,null,null,null,"=",{"$f":"IF(F281=\"\",\"\",F281)","v":""},"＋",{"$f":"IF(F282=\"\",\"\",F282)","v":0}]
[null,null,null,null,"=",{"$f":"IF(入力区間!$D$27=\"\",\"\",入力区間!$D$27)","v":""},"ｍ"]
[null,null,"⑨ 累計所要水頭 H17",null,"=","h17＋H16"]
[null,null,null,null,"=",{"$f":"IF(F285=\"\",\"\",F285)","v":""},"＋",{"$f":"IF(F271=\"\",\"\",F271)","v":""}]
[null,null,null,null,"=",{"$f":"IF(入力区間!$C$27=\"\",\"\",入力区間!$C$27)","v":""},"ｍ"]
[]
[null,"18．区　間",null,{"$f":"IF(入力区間!$G$28=\"\",\"\",入力区間!$G$28)","v":""}]
[null,null,"① 仮定口径",null,"=",{"$f":"IF(入力区間!$I$28=\"\",\"\",入力区間!$I$28)","v":""},"ｍｍ"]
[null,null,"② 管延長",null,"=",{"$f":"IF(入力区間!$J$28=\"\",\"\",入力区間!$J$28)","v":""},"ｍ"]
[null,null,"③ 直管換算長",null,"=",{"$f":"IF(入力区間!$AW$28=\"\",\"\",入力区間!$AW$28)","v":""},"ｍ"]
[null,null,"④ 流量",null,"=",{"$f":"IF(入力区間!$H$28=\"\",\"\",入力区間!$H$28)","v":""},"Ｌ/sec"]
[null,null,"⑤ 動水勾配",null,"=",{"$f":"IF(入力区間!$AE$28=\"\",\"\",入力区間!$AE$28)","v":""},"‰",{"$f":"IF(入力区間!$AD$28=\"\",\"\",IF(入力区間!$AD$28=\"W\",\"（ウエストン公式より）\",\"（Ｈ．ウィリアムス公式より）\"))","v":""}]
[null,null,"⑥ 損失水頭",null,"=","⑤×(②＋③)"]
[null,null,null,null,"=",{"$f":"IF(F295=\"\",\"\",F295/1000)","v":""},"× (",{"$f":"IF(F292=\"\",\"\",F292)","v":""},"＋",{"$f":"IF(F293=\"\",\"\",F293)","v":""},")"]
[null,null,null,null,"=",{"$f":"IF(入力区間!$AG$28=\"\",\"\",入力区間!$AG$28)","v":""},"ｍ"]
[null,null,"⑦ 立上り",null,"=",{"$f":"IF(入力区間!$K$28=\"\",0,ROUND(入力区間!$K$28,2))","v":0},"ｍ"]
[null,null,"⑧ 区間所要水頭 h18",null,"=","⑥＋⑦"]
[null,null,null,null,"=",{"$f":"IF(F298=\"\",\"\",F298)","v":""},"＋",{"$f":"IF(F299=\"\",\"\",F299)","v":0}]
[null,null,null,null,"=",{"$f":"IF(入力区間!$D$28=\"\",\"\",入力区間!$D$28)","v":""},"ｍ"]
[null,null,"⑨ 累計所要水頭 H18",null,"=","h18＋H17"]
[null,null,null,null,"=",{"$f":"IF(F302=\"\",\"\",F302)","v":""},"＋",{"$f":"IF(F288=\"\",\"\",F288)","v":""}]
[null,null,null,null,"=",{"$f":"IF(入力区間!$C$28=\"\",\"\",入力区間!$C$28)","v":""},"ｍ"]
[]
[null,"19．区　間",null,{"$f":"IF(入力区間!$G$29=\"\",\"\",入力区間!$G$29)","v":""}]
[null,null,"① 仮定口径",null,"=",{"$f":"IF(入力区間!$I$29=\"\",\"\",入力区間!$I$29)","v":""},"ｍｍ"]
[null,null,"② 管延長",null,"=",{"$f":"IF(入力区間!$J$29=\"\",\"\",入力区間!$J$29)","v":""},"ｍ"]
[null,null,"③ 直管換算長",null,"=",{"$f":"IF(入力区間!$AW$29=\"\",\"\",入力区間!$AW$29)","v":""},"ｍ"]
[null,null,"④ 流量",null,"=",{"$f":"IF(入力区間!$H$29=\"\",\"\",入力区間!$H$29)","v":""},"Ｌ/sec"]
[null,null,"⑤ 動水勾配",null,"=",{"$f":"IF(入力区間!$AE$29=\"\",\"\",入力区間!$AE$29)","v":""},"‰",{"$f":"IF(入力区間!$AD$29=\"\",\"\",IF(入力区間!$AD$29=\"W\",\"（ウエストン公式より）\",\"（Ｈ．ウィリアムス公式より）\"))","v":""}]
[null,null,"⑥ 損失水頭",null,"=","⑤×(②＋③)"]
[null,null,null,null,"=",{"$f":"IF(F312=\"\",\"\",F312/1000)","v":""},"× (",{"$f":"IF(F309=\"\",\"\",F309)","v":""},"＋",{"$f":"IF(F310=\"\",\"\",F310)","v":""},")"]
[null,null,null,null,"=",{"$f":"IF(入力区間!$AG$29=\"\",\"\",入力区間!$AG$29)","v":""},"ｍ"]
[null,null,"⑦ 立上り",null,"=",{"$f":"IF(入力区間!$K$29=\"\",0,ROUND(入力区間!$K$29,2))","v":0},"ｍ"]
[null,null,"⑧ 区間所要水頭 h19",null,"=","⑥＋⑦"]
[null,null,null,null,"=",{"$f":"IF(F315=\"\",\"\",F315)","v":""},"＋",{"$f":"IF(F316=\"\",\"\",F316)","v":0}]
[null,null,null,null,"=",{"$f":"IF(入力区間!$D$29=\"\",\"\",入力区間!$D$29)","v":""},"ｍ"]
[null,null,"⑨ 累計所要水頭 H19",null,"=","h19＋H18"]
[null,null,null,null,"=",{"$f":"IF(F319=\"\",\"\",F319)","v":""},"＋",{"$f":"IF(F305=\"\",\"\",F305)","v":""}]
[null,null,null,null,"=",{"$f":"IF(入力区間!$C$29=\"\",\"\",入力区間!$C$29)","v":""},"ｍ"]
[]
[null,"20．区　間",null,{"$f":"IF(入力区間!$G$30=\"\",\"\",入力区間!$G$30)","v":""}]
[null,null,"① 仮定口径",null,"=",{"$f":"IF(入力区間!$I$30=\"\",\"\",入力区間!$I$30)","v":""},"ｍｍ"]
[null,null,"② 管延長",null,"=",{"$f":"IF(入力区間!$J$30=\"\",\"\",入力区間!$J$30)","v":""},"ｍ"]
[null,null,"③ 直管換算長",null,"=",{"$f":"IF(入力区間!$AW$30=\"\",\"\",入力区間!$AW$30)","v":""},"ｍ"]
[null,null,"④ 流量",null,"=",{"$f":"IF(入力区間!$H$30=\"\",\"\",入力区間!$H$30)","v":""},"Ｌ/sec"]
[null,null,"⑤ 動水勾配",null,"=",{"$f":"IF(入力区間!$AE$30=\"\",\"\",入力区間!$AE$30)","v":""},"‰",{"$f":"IF(入力区間!$AD$30=\"\",\"\",IF(入力区間!$AD$30=\"W\",\"（ウエストン公式より）\",\"（Ｈ．ウィリアムス公式より）\"))","v":""}]
[null,null,"⑥ 損失水頭",null,"=","⑤×(②＋③)"]
[null,null,null,null,"=",{"$f":"IF(F329=\"\",\"\",F329/1000)","v":""},"× (",{"$f":"IF(F326=\"\",\"\",F326)","v":""},"＋",{"$f":"IF(F327=\"\",\"\",F327)","v":""},")"]
[null,null,null,null,"=",{"$f":"IF(入力区間!$AG$30=\"\",\"\",入力区間!$AG$30)","v":""},"ｍ"]
[null,null,"⑦ 立上り",null,"=",{"$f":"IF(入力区間!$K$30=\"\",0,ROUND(入力区間!$K$30,2))","v":0},"ｍ"]
[null,null,"⑧ 区間所要水頭 h20",null,"=","⑥＋⑦"]
[null,null,null,null,"=",{"$f":"IF(F332=\"\",\"\",F332)","v":""},"＋",{"$f":"IF(F333=\"\",\"\",F333)","v":0}]
[null,null,null,null,"=",{"$f":"IF(入力区間!$D$30=\"\",\"\",入力区間!$D$30)","v":""},"ｍ"]
[null,null,"⑨ 累計所要水頭 H20",null,"=","h20＋H19"]
[null,null,null,null,"=",{"$f":"IF(F336=\"\",\"\",F336)","v":""},"＋",{"$f":"IF(F322=\"\",\"\",F322)","v":""}]
[null,null,null,null,"=",{"$f":"IF(入力区間!$C$30=\"\",\"\",入力区間!$C$30)","v":""},"ｍ"]
[]
[null,"21．区　間",null,{"$f":"IF(入力区間!$G$31=\"\",\"\",入力区間!$G$31)","v":""}]
[null,null,"① 仮定口径",null,"=",{"$f":"IF(入力区間!$I$31=\"\",\"\",入力区間!$I$31)","v":""},"ｍｍ"]
[null,null,"② 管延長",null,"=",{"$f":"IF(入力区間!$J$31=\"\",\"\",入力区間!$J$31)","v":""},"ｍ"]
[null,null,"③ 直管換算長",null,"=",{"$f":"IF(入力区間!$AW$31=\"\",\"\",入力区間!$AW$31)","v":""},"ｍ"]
[null,null,"④ 流量",null,"=",{"$f":"IF(入力区間!$H$31=\"\",\"\",入力区間!$H$31)","v":""},"Ｌ/sec"]
[null,null,"⑤ 動水勾配",null,"=",{"$f":"IF(入力区間!$AE$31=\"\",\"\",入力区間!$AE$31)","v":""},"‰",{"$f":"IF(入力区間!$AD$31=\"\",\"\",IF(入力区間!$AD$31=\"W\",\"（ウエストン公式より）\",\"（Ｈ．ウィリアムス公式より）\"))","v":""}]
[null,null,"⑥ 損失水頭",null,"=","⑤×(②＋③)"]
[null,null,null,null,"=",{"$f":"IF(F346=\"\",\"\",F346/1000)","v":""},"× (",{"$f":"IF(F343=\"\",\"\",F343)","v":""},"＋",{"$f":"IF(F344=\"\",\"\",F344)","v":""},")"]
[null,null,null,null,"=",{"$f":"IF(入力区間!$AG$31=\"\",\"\",入力区間!$AG$31)","v":""},"ｍ"]
[null,null,"⑦ 立上り",null,"=",{"$f":"IF(入力区間!$K$31=\"\",0,ROUND(入力区間!$K$31,2))","v":0},"ｍ"]
[null,null,"⑧ 区間所要水頭 h21",null,"=","⑥＋⑦"]
[null,null,null,null,"=",{"$f":"IF(F349=\"\",\"\",F349)","v":""},"＋",{"$f":"IF(F350=\"\",\"\",F350)","v":0}]
[null,null,null,null,"=",{"$f":"IF(入力区間!$D$31=\"\",\"\",入力区間!$D$31)","v":""},"ｍ"]
[null,null,"⑨ 累計所要水頭 H21",null,"=","h21＋H20"]
[null,null,null,null,"=",{"$f":"IF(F353=\"\",\"\",F353)","v":""},"＋",{"$f":"IF(F339=\"\",\"\",F339)","v":""}]
[null,null,null,null,"=",{"$f":"IF(入力区間!$C$31=\"\",\"\",入力区間!$C$31)","v":""},"ｍ"]
[]
[null,"22．区　間",null,{"$f":"IF(入力区間!$G$32=\"\",\"\",入力区間!$G$32)","v":""}]
[null,null,"① 仮定口径",null,"=",{"$f":"IF(入力区間!$I$32=\"\",\"\",入力区間!$I$32)","v":""},"ｍｍ"]
[null,null,"② 管延長",null,"=",{"$f":"IF(入力区間!$J$32=\"\",\"\",入力区間!$J$32)","v":""},"ｍ"]
[null,null,"③ 直管換算長",null,"=",{"$f":"IF(入力区間!$AW$32=\"\",\"\",入力区間!$AW$32)","v":""},"ｍ"]
[null,null,"④ 流量",null,"=",{"$f":"IF(入力区間!$H$32=\"\",\"\",入力区間!$H$32)","v":""},"Ｌ/sec"]
[null,null,"⑤ 動水勾配",null,"=",{"$f":"IF(入力区間!$AE$32=\"\",\"\",入力区間!$AE$32)","v":""},"‰",{"$f":"IF(入力区間!$AD$32=\"\",\"\",IF(入力区間!$AD$32=\"W\",\"（ウエストン公式より）\",\"（Ｈ．ウィリアムス公式より）\"))","v":""}]
[null,null,"⑥ 損失水頭",null,"=","⑤×(②＋③)"]
[null,null,null,null,"=",{"$f":"IF(F363=\"\",\"\",F363/1000)","v":""},"× (",{"$f":"IF(F360=\"\",\"\",F360)","v":""},"＋",{"$f":"IF(F361=\"\",\"\",F361)","v":""},")"]
[null,null,null,null,"=",{"$f":"IF(入力区間!$AG$32=\"\",\"\",入力区間!$AG$32)","v":""},"ｍ"]
[null,null,"⑦ 立上り",null,"=",{"$f":"IF(入力区間!$K$32=\"\",0,ROUND(入力区間!$K$32,2))","v":0},"ｍ"]
[null,null,"⑧ 区間所要水頭 h22",null,"=","⑥＋⑦"]
[null,null,null,null,"=",{"$f":"IF(F366=\"\",\"\",F366)","v":""},"＋",{"$f":"IF(F367=\"\",\"\",F367)","v":0}]
[null,null,null,null,"=",{"$f":"IF(入力区間!$D$32=\"\",\"\",入力区間!$D$32)","v":""},"ｍ"]
[null,null,"⑨ 累計所要水頭 H22",null,"=","h22＋H21"]
[null,null,null,null,"=",{"$f":"IF(F370=\"\",\"\",F370)","v":""},"＋",{"$f":"IF(F356=\"\",\"\",F356)","v":""}]
[null,null,null,null,"=",{"$f":"IF(入力区間!$C$32=\"\",\"\",入力区間!$C$32)","v":""},"ｍ"]
[]
[null,"23．区　間",null,{"$f":"IF(入力区間!$G$33=\"\",\"\",入力区間!$G$33)","v":""}]
[null,null,"① 仮定口径",null,"=",{"$f":"IF(入力区間!$I$33=\"\",\"\",入力区間!$I$33)","v":""},"ｍｍ"]
[null,null,"② 管延長",null,"=",{"$f":"IF(入力区間!$J$33=\"\",\"\",入力区間!$J$33)","v":""},"ｍ"]
[null,null,"③ 直管換算長",null,"=",{"$f":"IF(入力区間!$AW$33=\"\",\"\",入力区間!$AW$33)","v":""},"ｍ"]
[null,null,"④ 流量",null,"=",{"$f":"IF(入力区間!$H$33=\"\",\"\",入力区間!$H$33)","v":""},"Ｌ/sec"]
[null,null,"⑤ 動水勾配",null,"=",{"$f":"IF(入力区間!$AE$33=\"\",\"\",入力区間!$AE$33)","v":""},"‰",{"$f":"IF(入力区間!$AD$33=\"\",\"\",IF(入力区間!$AD$33=\"W\",\"（ウエストン公式より）\",\"（Ｈ．ウィリアムス公式より）\"))","v":""}]
[null,null,"⑥ 損失水頭",null,"=","⑤×(②＋③)"]
[null,null,null,null,"=",{"$f":"IF(F380=\"\",\"\",F380/1000)","v":""},"× (",{"$f":"IF(F377=\"\",\"\",F377)","v":""},"＋",{"$f":"IF(F378=\"\",\"\",F378)","v":""},")"]
[null,null,null,null,"=",{"$f":"IF(入力区間!$AG$33=\"\",\"\",入力区間!$AG$33)","v":""},"ｍ"]
[null,null,"⑦ 立上り",null,"=",{"$f":"IF(入力区間!$K$33=\"\",0,ROUND(入力区間!$K$33,2))","v":0},"ｍ"]
[null,null,"⑧ 区間所要水頭 h23",null,"=","⑥＋⑦"]
[null,null,null,null,"=",{"$f":"IF(F383=\"\",\"\",F383)","v":""},"＋",{"$f":"IF(F384=\"\",\"\",F384)","v":0}]
[null,null,null,null,"=",{"$f":"IF(入力区間!$D$33=\"\",\"\",入力区間!$D$33)","v":""},"ｍ"]
[null,null,"⑨ 累計所要水頭 H23",null,"=","h23＋H22"]
[null,null,null,null,"=",{"$f":"IF(F387=\"\",\"\",F387)","v":""},"＋",{"$f":"IF(F373=\"\",\"\",F373)","v":""}]
[null,null,null,null,"=",{"$f":"IF(入力区間!$C$33=\"\",\"\",入力区間!$C$33)","v":""},"ｍ"]
[]
[null,"24．区　間",null,{"$f":"IF(入力区間!$G$34=\"\",\"\",入力区間!$G$34)","v":""}]
[null,null,"① 仮定口径",null,"=",{"$f":"IF(入力区間!$I$34=\"\",\"\",入力区間!$I$34)","v":""},"ｍｍ"]
[null,null,"② 管延長",null,"=",{"$f":"IF(入力区間!$J$34=\"\",\"\",入力区間!$J$34)","v":""},"ｍ"]
[null,null,"③ 直管換算長",null,"=",{"$f":"IF(入力区間!$AW$34=\"\",\"\",入力区間!$AW$34)","v":""},"ｍ"]
[null,null,"④ 流量",null,"=",{"$f":"IF(入力区間!$H$34=\"\",\"\",入力区間!$H$34)","v":""},"Ｌ/sec"]
[null,null,"⑤ 動水勾配",null,"=",{"$f":"IF(入力区間!$AE$34=\"\",\"\",入力区間!$AE$34)","v":""},"‰",{"$f":"IF(入力区間!$AD$34=\"\",\"\",IF(入力区間!$AD$34=\"W\",\"（ウエストン公式より）\",\"（Ｈ．ウィリアムス公式より）\"))","v":""}]
[null,null,"⑥ 損失水頭",null,"=","⑤×(②＋③)"]
[null,null,null,null,"=",{"$f":"IF(F397=\"\",\"\",F397/1000)","v":""},"× (",{"$f":"IF(F394=\"\",\"\",F394)","v":""},"＋",{"$f":"IF(F395=\"\",\"\",F395)","v":""},")"]
[null,null,null,null,"=",{"$f":"IF(入力区間!$AG$34=\"\",\"\",入力区間!$AG$34)","v":""},"ｍ"]
[null,null,"⑦ 立上り",null,"=",{"$f":"IF(入力区間!$K$34=\"\",0,ROUND(入力区間!$K$34,2))","v":0},"ｍ"]
[null,null,"⑧ 区間所要水頭 h24",null,"=","⑥＋⑦"]
[null,null,null,null,"=",{"$f":"IF(F400=\"\",\"\",F400)","v":""},"＋",{"$f":"IF(F401=\"\",\"\",F401)","v":0}]
[null,null,null,null,"=",{"$f":"IF(入力区間!$D$34=\"\",\"\",入力区間!$D$34)","v":""},"ｍ"]
[null,null,"⑨ 累計所要水頭 H24",null,"=","h24＋H23"]
[null,null,null,null,"=",{"$f":"IF(F404=\"\",\"\",F404)","v":""},"＋",{"$f":"IF(F390=\"\",\"\",F390)","v":""}]
[null,null,null,null,"=",{"$f":"IF(入力区間!$C$34=\"\",\"\",入力区間!$C$34)","v":""},"ｍ"]
[]
[null,"25．区　間",null,{"$f":"IF(入力区間!$G$35=\"\",\"\",入力区間!$G$35)","v":""}]
[null,null,"① 仮定口径",null,"=",{"$f":"IF(入力区間!$I$35=\"\",\"\",入力区間!$I$35)","v":""},"ｍｍ"]
[null,null,"② 管延長",null,"=",{"$f":"IF(入力区間!$J$35=\"\",\"\",入力区間!$J$35)","v":""},"ｍ"]
[null,null,"③ 直管換算長",null,"=",{"$f":"IF(入力区間!$AW$35=\"\",\"\",入力区間!$AW$35)","v":""},"ｍ"]
[null,null,"④ 流量",null,"=",{"$f":"IF(入力区間!$H$35=\"\",\"\",入力区間!$H$35)","v":""},"Ｌ/sec"]
[null,null,"⑤ 動水勾配",null,"=",{"$f":"IF(入力区間!$AE$35=\"\",\"\",入力区間!$AE$35)","v":""},"‰",{"$f":"IF(入力区間!$AD$35=\"\",\"\",IF(入力区間!$AD$35=\"W\",\"（ウエストン公式より）\",\"（Ｈ．ウィリアムス公式より）\"))","v":""}]
[null,null,"⑥ 損失水頭",null,"=","⑤×(②＋③)"]
[null,null,null,null,"=",{"$f":"IF(F414=\"\",\"\",F414/1000)","v":""},"× (",{"$f":"IF(F411=\"\",\"\",F411)","v":""},"＋",{"$f":"IF(F412=\"\",\"\",F412)","v":""},")"]
[null,null,null,null,"=",{"$f":"IF(入力区間!$AG$35=\"\",\"\",入力区間!$AG$35)","v":""},"ｍ"]
[null,null,"⑦ 立上り",null,"=",{"$f":"IF(入力区間!$K$35=\"\",0,ROUND(入力区間!$K$35,2))","v":0},"ｍ"]
[null,null,"⑧ 区間所要水頭 h25",null,"=","⑥＋⑦"]
[null,null,null,null,"=",{"$f":"IF(F417=\"\",\"\",F417)","v":""},"＋",{"$f":"IF(F418=\"\",\"\",F418)","v":0}]
[null,null,null,null,"=",{"$f":"IF(入力区間!$D$35=\"\",\"\",入力区間!$D$35)","v":""},"ｍ"]
[null,null,"⑨ 累計所要水頭 H25",null,"=","h25＋H24"]
[null,null,null,null,"=",{"$f":"IF(F421=\"\",\"\",F421)","v":""},"＋",{"$f":"IF(F407=\"\",\"\",F407)","v":""}]
[null,null,null,null,"=",{"$f":"IF(入力区間!$C$35=\"\",\"\",入力区間!$C$35)","v":""},"ｍ"]
[]
[null,"26．区　間",null,{"$f":"IF(入力区間!$G$36=\"\",\"\",入力区間!$G$36)","v":""}]
[null,null,"① 仮定口径",null,"=",{"$f":"IF(入力区間!$I$36=\"\",\"\",入力区間!$I$36)","v":""},"ｍｍ"]
[null,null,"② 管延長",null,"=",{"$f":"IF(入力区間!$J$36=\"\",\"\",入力区間!$J$36)","v":""},"ｍ"]
[null,null,"③ 直管換算長",null,"=",{"$f":"IF(入力区間!$AW$36=\"\",\"\",入力区間!$AW$36)","v":""},"ｍ"]
[null,null,"④ 流量",null,"=",{"$f":"IF(入力区間!$H$36=\"\",\"\",入力区間!$H$36)","v":""},"Ｌ/sec"]
[null,null,"⑤ 動水勾配",null,"=",{"$f":"IF(入力区間!$AE$36=\"\",\"\",入力区間!$AE$36)","v":""},"‰",{"$f":"IF(入力区間!$AD$36=\"\",\"\",IF(入力区間!$AD$36=\"W\",\"（ウエストン公式より）\",\"（Ｈ．ウィリアムス公式より）\"))","v":""}]
[null,null,"⑥ 損失水頭",null,"=","⑤×(②＋③)"]
[null,null,null,null,"=",{"$f":"IF(F431=\"\",\"\",F431/1000)","v":""},"× (",{"$f":"IF(F428=\"\",\"\",F428)","v":""},"＋",{"$f":"IF(F429=\"\",\"\",F429)","v":""},")"]
[null,null,null,null,"=",{"$f":"IF(入力区間!$AG$36=\"\",\"\",入力区間!$AG$36)","v":""},"ｍ"]
[null,null,"⑦ 立上り",null,"=",{"$f":"IF(入力区間!$K$36=\"\",0,ROUND(入力区間!$K$36,2))","v":0},"ｍ"]
[null,null,"⑧ 区間所要水頭 h26",null,"=","⑥＋⑦"]
[null,null,null,null,"=",{"$f":"IF(F434=\"\",\"\",F434)","v":""},"＋",{"$f":"IF(F435=\"\",\"\",F435)","v":0}]
[null,null,null,null,"=",{"$f":"IF(入力区間!$D$36=\"\",\"\",入力区間!$D$36)","v":""},"ｍ"]
[null,null,"⑨ 累計所要水頭 H26",null,"=","h26＋H25"]
[null,null,null,null,"=",{"$f":"IF(F438=\"\",\"\",F438)","v":""},"＋",{"$f":"IF(F424=\"\",\"\",F424)","v":""}]
[null,null,null,null,"=",{"$f":"IF(入力区間!$C$36=\"\",\"\",入力区間!$C$36)","v":""},"ｍ"]
[]
[null,"27．区　間",null,{"$f":"IF(入力区間!$G$37=\"\",\"\",入力区間!$G$37)","v":""}]
[null,null,"① 仮定口径",null,"=",{"$f":"IF(入力区間!$I$37=\"\",\"\",入力区間!$I$37)","v":""},"ｍｍ"]
[null,null,"② 管延長",null,"=",{"$f":"IF(入力区間!$J$37=\"\",\"\",入力区間!$J$37)","v":""},"ｍ"]
[null,null,"③ 直管換算長",null,"=",{"$f":"IF(入力区間!$AW$37=\"\",\"\",入力区間!$AW$37)","v":""},"ｍ"]
[null,null,"④ 流量",null,"=",{"$f":"IF(入力区間!$H$37=\"\",\"\",入力区間!$H$37)","v":""},"Ｌ/sec"]
[null,null,"⑤ 動水勾配",null,"=",{"$f":"IF(入力区間!$AE$37=\"\",\"\",入力区間!$AE$37)","v":""},"‰",{"$f":"IF(入力区間!$AD$37=\"\",\"\",IF(入力区間!$AD$37=\"W\",\"（ウエストン公式より）\",\"（Ｈ．ウィリアムス公式より）\"))","v":""}]
[null,null,"⑥ 損失水頭",null,"=","⑤×(②＋③)"]
[null,null,null,null,"=",{"$f":"IF(F448=\"\",\"\",F448/1000)","v":""},"× (",{"$f":"IF(F445=\"\",\"\",F445)","v":""},"＋",{"$f":"IF(F446=\"\",\"\",F446)","v":""},")"]
[null,null,null,null,"=",{"$f":"IF(入力区間!$AG$37=\"\",\"\",入力区間!$AG$37)","v":""},"ｍ"]
[null,null,"⑦ 立上り",null,"=",{"$f":"IF(入力区間!$K$37=\"\",0,ROUND(入力区間!$K$37,2))","v":0},"ｍ"]
[null,null,"⑧ 区間所要水頭 h27",null,"=","⑥＋⑦"]
[null,null,null,null,"=",{"$f":"IF(F451=\"\",\"\",F451)","v":""},"＋",{"$f":"IF(F452=\"\",\"\",F452)","v":0}]
[null,null,null,null,"=",{"$f":"IF(入力区間!$D$37=\"\",\"\",入力区間!$D$37)","v":""},"ｍ"]
[null,null,"⑨ 累計所要水頭 H27",null,"=","h27＋H26"]
[null,null,null,null,"=",{"$f":"IF(F455=\"\",\"\",F455)","v":""},"＋",{"$f":"IF(F441=\"\",\"\",F441)","v":""}]
[null,null,null,null,"=",{"$f":"IF(入力区間!$C$37=\"\",\"\",入力区間!$C$37)","v":""},"ｍ"]
[]
[null,"28．区　間",null,{"$f":"IF(入力区間!$G$38=\"\",\"\",入力区間!$G$38)","v":""}]
[null,null,"① 仮定口径",null,"=",{"$f":"IF(入力区間!$I$38=\"\",\"\",入力区間!$I$38)","v":""},"ｍｍ"]
[null,null,"② 管延長",null,"=",{"$f":"IF(入力区間!$J$38=\"\",\"\",入力区間!$J$38)","v":""},"ｍ"]
[null,null,"③ 直管換算長",null,"=",{"$f":"IF(入力区間!$AW$38=\"\",\"\",入力区間!$AW$38)","v":""},"ｍ"]
[null,null,"④ 流量",null,"=",{"$f":"IF(入力区間!$H$38=\"\",\"\",入力区間!$H$38)","v":""},"Ｌ/sec"]
[null,null,"⑤ 動水勾配",null,"=",{"$f":"IF(入力区間!$AE$38=\"\",\"\",入力区間!$AE$38)","v":""},"‰",{"$f":"IF(入力区間!$AD$38=\"\",\"\",IF(入力区間!$AD$38=\"W\",\"（ウエストン公式より）\",\"（Ｈ．ウィリアムス公式より）\"))","v":""}]
[null,null,"⑥ 損失水頭",null,"=","⑤×(②＋③)"]
[null,null,null,null,"=",{"$f":"IF(F465=\"\",\"\",F465/1000)","v":""},"× (",{"$f":"IF(F462=\"\",\"\",F462)","v":""},"＋",{"$f":"IF(F463=\"\",\"\",F463)","v":""},")"]
[null,null,null,null,"=",{"$f":"IF(入力区間!$AG$38=\"\",\"\",入力区間!$AG$38)","v":""},"ｍ"]
[null,null,"⑦ 立上り",null,"=",{"$f":"IF(入力区間!$K$38=\"\",0,ROUND(入力区間!$K$38,2))","v":0},"ｍ"]
[null,null,"⑧ 区間所要水頭 h28",null,"=","⑥＋⑦"]
[null,null,null,null,"=",{"$f":"IF(F468=\"\",\"\",F468)","v":""},"＋",{"$f":"IF(F469=\"\",\"\",F469)","v":0}]
[null,null,null,null,"=",{"$f":"IF(入力区間!$D$38=\"\",\"\",入力区間!$D$38)","v":""},"ｍ"]
[null,null,"⑨ 累計所要水頭 H28",null,"=","h28＋H27"]
[null,null,null,null,"=",{"$f":"IF(F472=\"\",\"\",F472)","v":""},"＋",{"$f":"IF(F458=\"\",\"\",F458)","v":""}]
[null,null,null,null,"=",{"$f":"IF(入力区間!$C$38=\"\",\"\",入力区間!$C$38)","v":""},"ｍ"]
[]
[null,"29．区　間",null,{"$f":"IF(入力区間!$G$39=\"\",\"\",入力区間!$G$39)","v":""}]
[null,null,"① 仮定口径",null,"=",{"$f":"IF(入力区間!$I$39=\"\",\"\",入力区間!$I$39)","v":""},"ｍｍ"]
[null,null,"② 管延長",null,"=",{"$f":"IF(入力区間!$J$39=\"\",\"\",入力区間!$J$39)","v":""},"ｍ"]
[null,null,"③ 直管換算長",null,"=",{"$f":"IF(入力区間!$AW$39=\"\",\"\",入力区間!$AW$39)","v":""},"ｍ"]
[null,null,"④ 流量",null,"=",{"$f":"IF(入力区間!$H$39=\"\",\"\",入力区間!$H$39)","v":""},"Ｌ/sec"]
[null,null,"⑤ 動水勾配",null,"=",{"$f":"IF(入力区間!$AE$39=\"\",\"\",入力区間!$AE$39)","v":""},"‰",{"$f":"IF(入力区間!$AD$39=\"\",\"\",IF(入力区間!$AD$39=\"W\",\"（ウエストン公式より）\",\"（Ｈ．ウィリアムス公式より）\"))","v":""}]
[null,null,"⑥ 損失水頭",null,"=","⑤×(②＋③)"]
[null,null,null,null,"=",{"$f":"IF(F482=\"\",\"\",F482/1000)","v":""},"× (",{"$f":"IF(F479=\"\",\"\",F479)","v":""},"＋",{"$f":"IF(F480=\"\",\"\",F480)","v":""},")"]
[null,null,null,null,"=",{"$f":"IF(入力区間!$AG$39=\"\",\"\",入力区間!$AG$39)","v":""},"ｍ"]
[null,null,"⑦ 立上り",null,"=",{"$f":"IF(入力区間!$K$39=\"\",0,ROUND(入力区間!$K$39,2))","v":0},"ｍ"]
[null,null,"⑧ 区間所要水頭 h29",null,"=","⑥＋⑦"]
[null,null,null,null,"=",{"$f":"IF(F485=\"\",\"\",F485)","v":""},"＋",{"$f":"IF(F486=\"\",\"\",F486)","v":0}]
[null,null,null,null,"=",{"$f":"IF(入力区間!$D$39=\"\",\"\",入力区間!$D$39)","v":""},"ｍ"]
[null,null,"⑨ 累計所要水頭 H29",null,"=","h29＋H28"]
[null,null,null,null,"=",{"$f":"IF(F489=\"\",\"\",F489)","v":""},"＋",{"$f":"IF(F475=\"\",\"\",F475)","v":""}]
[null,null,null,null,"=",{"$f":"IF(入力区間!$C$39=\"\",\"\",入力区間!$C$39)","v":""},"ｍ"]
[]
[null,"30．区　間",null,{"$f":"IF(入力区間!$G$40=\"\",\"\",入力区間!$G$40)","v":""}]
[null,null,"① 仮定口径",null,"=",{"$f":"IF(入力区間!$I$40=\"\",\"\",入力区間!$I$40)","v":""},"ｍｍ"]
[null,null,"② 管延長",null,"=",{"$f":"IF(入力区間!$J$40=\"\",\"\",入力区間!$J$40)","v":""},"ｍ"]
[null,null,"③ 直管換算長",null,"=",{"$f":"IF(入力区間!$AW$40=\"\",\"\",入力区間!$AW$40)","v":""},"ｍ"]
[null,null,"④ 流量",null,"=",{"$f":"IF(入力区間!$H$40=\"\",\"\",入力区間!$H$40)","v":""},"Ｌ/sec"]
[null,null,"⑤ 動水勾配",null,"=",{"$f":"IF(入力区間!$AE$40=\"\",\"\",入力区間!$AE$40)","v":""},"‰",{"$f":"IF(入力区間!$AD$40=\"\",\"\",IF(入力区間!$AD$40=\"W\",\"（ウエストン公式より）\",\"（Ｈ．ウィリアムス公式より）\"))","v":""}]
[null,null,"⑥ 損失水頭",null,"=","⑤×(②＋③)"]
[null,null,null,null,"=",{"$f":"IF(F499=\"\",\"\",F499/1000)","v":""},"× (",{"$f":"IF(F496=\"\",\"\",F496)","v":""},"＋",{"$f":"IF(F497=\"\",\"\",F497)","v":""},")"]
[null,null,null,null,"=",{"$f":"IF(入力区間!$AG$40=\"\",\"\",入力区間!$AG$40)","v":""},"ｍ"]
[null,null,"⑦ 立上り",null,"=",{"$f":"IF(入力区間!$K$40=\"\",0,ROUND(入力区間!$K$40,2))","v":0},"ｍ"]
[null,null,"⑧ 区間所要水頭 h30",null,"=","⑥＋⑦"]
[null,null,null,null,"=",{"$f":"IF(F502=\"\",\"\",F502)","v":""},"＋",{"$f":"IF(F503=\"\",\"\",F503)","v":0}]
[null,null,null,null,"=",{"$f":"IF(入力区間!$D$40=\"\",\"\",入力区間!$D$40)","v":""},"ｍ"]
[null,null,"⑨ 累計所要水頭 H30",null,"=","h30＋H29"]
[null,null,null,null,"=",{"$f":"IF(F506=\"\",\"\",F506)","v":""},"＋",{"$f":"IF(F492=\"\",\"\",F492)","v":""}]
[null,null,null,null,"=",{"$f":"IF(入力区間!$C$40=\"\",\"\",入力区間!$C$40)","v":""},"ｍ"]
[]
[null,"31．区　間",null,{"$f":"IF(入力区間!$G$41=\"\",\"\",入力区間!$G$41)","v":""}]
[null,null,"① 仮定口径",null,"=",{"$f":"IF(入力区間!$I$41=\"\",\"\",入力区間!$I$41)","v":""},"ｍｍ"]
[null,null,"② 管延長",null,"=",{"$f":"IF(入力区間!$J$41=\"\",\"\",入力区間!$J$41)","v":""},"ｍ"]
[null,null,"③ 直管換算長",null,"=",{"$f":"IF(入力区間!$AW$41=\"\",\"\",入力区間!$AW$41)","v":""},"ｍ"]
[null,null,"④ 流量",null,"=",{"$f":"IF(入力区間!$H$41=\"\",\"\",入力区間!$H$41)","v":""},"Ｌ/sec"]
[null,null,"⑤ 動水勾配",null,"=",{"$f":"IF(入力区間!$AE$41=\"\",\"\",入力区間!$AE$41)","v":""},"‰",{"$f":"IF(入力区間!$AD$41=\"\",\"\",IF(入力区間!$AD$41=\"W\",\"（ウエストン公式より）\",\"（Ｈ．ウィリアムス公式より）\"))","v":""}]
[null,null,"⑥ 損失水頭",null,"=","⑤×(②＋③)"]
[null,null,null,null,"=",{"$f":"IF(F516=\"\",\"\",F516/1000)","v":""},"× (",{"$f":"IF(F513=\"\",\"\",F513)","v":""},"＋",{"$f":"IF(F514=\"\",\"\",F514)","v":""},")"]
[null,null,null,null,"=",{"$f":"IF(入力区間!$AG$41=\"\",\"\",入力区間!$AG$41)","v":""},"ｍ"]
[null,null,"⑦ 立上り",null,"=",{"$f":"IF(入力区間!$K$41=\"\",0,ROUND(入力区間!$K$41,2))","v":0},"ｍ"]
[null,null,"⑧ 区間所要水頭 h31",null,"=","⑥＋⑦"]
[null,null,null,null,"=",{"$f":"IF(F519=\"\",\"\",F519)","v":""},"＋",{"$f":"IF(F520=\"\",\"\",F520)","v":0}]
[null,null,null,null,"=",{"$f":"IF(入力区間!$D$41=\"\",\"\",入力区間!$D$41)","v":""},"ｍ"]
[null,null,"⑨ 累計所要水頭 H31",null,"=","h31＋H30"]
[null,null,null,null,"=",{"$f":"IF(F523=\"\",\"\",F523)","v":""},"＋",{"$f":"IF(F509=\"\",\"\",F509)","v":""}]
[null,null,null,null,"=",{"$f":"IF(入力区間!$C$41=\"\",\"\",入力区間!$C$41)","v":""},"ｍ"]
[]
[null,"32．区　間",null,{"$f":"IF(入力区間!$G$42=\"\",\"\",入力区間!$G$42)","v":""}]
[null,null,"① 仮定口径",null,"=",{"$f":"IF(入力区間!$I$42=\"\",\"\",入力区間!$I$42)","v":""},"ｍｍ"]
[null,null,"② 管延長",null,"=",{"$f":"IF(入力区間!$J$42=\"\",\"\",入力区間!$J$42)","v":""},"ｍ"]
[null,null,"③ 直管換算長",null,"=",{"$f":"IF(入力区間!$AW$42=\"\",\"\",入力区間!$AW$42)","v":""},"ｍ"]
[null,null,"④ 流量",null,"=",{"$f":"IF(入力区間!$H$42=\"\",\"\",入力区間!$H$42)","v":""},"Ｌ/sec"]
[null,null,"⑤ 動水勾配",null,"=",{"$f":"IF(入力区間!$AE$42=\"\",\"\",入力区間!$AE$42)","v":""},"‰",{"$f":"IF(入力区間!$AD$42=\"\",\"\",IF(入力区間!$AD$42=\"W\",\"（ウエストン公式より）\",\"（Ｈ．ウィリアムス公式より）\"))","v":""}]
[null,null,"⑥ 損失水頭",null,"=","⑤×(②＋③)"]
[null,null,null,null,"=",{"$f":"IF(F533=\"\",\"\",F533/1000)","v":""},"× (",{"$f":"IF(F530=\"\",\"\",F530)","v":""},"＋",{"$f":"IF(F531=\"\",\"\",F531)","v":""},")"]
[null,null,null,null,"=",{"$f":"IF(入力区間!$AG$42=\"\",\"\",入力区間!$AG$42)","v":""},"ｍ"]
[null,null,"⑦ 立上り",null,"=",{"$f":"IF(入力区間!$K$42=\"\",0,ROUND(入力区間!$K$42,2))","v":0},"ｍ"]
[null,null,"⑧ 区間所要水頭 h32",null,"=","⑥＋⑦"]
[null,null,null,null,"=",{"$f":"IF(F536=\"\",\"\",F536)","v":""},"＋",{"$f":"IF(F537=\"\",\"\",F537)","v":0}]
[null,null,null,null,"=",{"$f":"IF(入力区間!$D$42=\"\",\"\",入力区間!$D$42)","v":""},"ｍ"]
[null,null,"⑨ 累計所要水頭 H32",null,"=","h32＋H31"]
[null,null,null,null,"=",{"$f":"IF(F540=\"\",\"\",F540)","v":""},"＋",{"$f":"IF(F526=\"\",\"\",F526)","v":""}]
[null,null,null,null,"=",{"$f":"IF(入力区間!$C$42=\"\",\"\",入力区間!$C$42)","v":""},"ｍ"]
[]
[null,"33．区　間",null,{"$f":"IF(入力区間!$G$43=\"\",\"\",入力区間!$G$43)","v":""}]
[null,null,"① 仮定口径",null,"=",{"$f":"IF(入力区間!$I$43=\"\",\"\",入力区間!$I$43)","v":""},"ｍｍ"]
[null,null,"② 管延長",null,"=",{"$f":"IF(入力区間!$J$43=\"\",\"\",入力区間!$J$43)","v":""},"ｍ"]
[null,null,"③ 直管換算長",null,"=",{"$f":"IF(入力区間!$AW$43=\"\",\"\",入力区間!$AW$43)","v":""},"ｍ"]
[null,null,"④ 流量",null,"=",{"$f":"IF(入力区間!$H$43=\"\",\"\",入力区間!$H$43)","v":""},"Ｌ/sec"]
[null,null,"⑤ 動水勾配",null,"=",{"$f":"IF(入力区間!$AE$43=\"\",\"\",入力区間!$AE$43)","v":""},"‰",{"$f":"IF(入力区間!$AD$43=\"\",\"\",IF(入力区間!$AD$43=\"W\",\"（ウエストン公式より）\",\"（Ｈ．ウィリアムス公式より）\"))","v":""}]
[null,null,"⑥ 損失水頭",null,"=","⑤×(②＋③)"]
[null,null,null,null,"=",{"$f":"IF(F550=\"\",\"\",F550/1000)","v":""},"× (",{"$f":"IF(F547=\"\",\"\",F547)","v":""},"＋",{"$f":"IF(F548=\"\",\"\",F548)","v":""},")"]
[null,null,null,null,"=",{"$f":"IF(入力区間!$AG$43=\"\",\"\",入力区間!$AG$43)","v":""},"ｍ"]
[null,null,"⑦ 立上り",null,"=",{"$f":"IF(入力区間!$K$43=\"\",0,ROUND(入力区間!$K$43,2))","v":0},"ｍ"]
[null,null,"⑧ 区間所要水頭 h33",null,"=","⑥＋⑦"]
[null,null,null,null,"=",{"$f":"IF(F553=\"\",\"\",F553)","v":""},"＋",{"$f":"IF(F554=\"\",\"\",F554)","v":0}]
[null,null,null,null,"=",{"$f":"IF(入力区間!$D$43=\"\",\"\",入力区間!$D$43)","v":""},"ｍ"]
[null,null,"⑨ 累計所要水頭 H33",null,"=","h33＋H32"]
[null,null,null,null,"=",{"$f":"IF(F557=\"\",\"\",F557)","v":""},"＋",{"$f":"IF(F543=\"\",\"\",F543)","v":""}]
[null,null,null,null,"=",{"$f":"IF(入力区間!$C$43=\"\",\"\",入力区間!$C$43)","v":""},"ｍ"]
[]
[null,"34．区　間",null,{"$f":"IF(入力区間!$G$44=\"\",\"\",入力区間!$G$44)","v":""}]
[null,null,"① 仮定口径",null,"=",{"$f":"IF(入力区間!$I$44=\"\",\"\",入力区間!$I$44)","v":""},"ｍｍ"]
[null,null,"② 管延長",null,"=",{"$f":"IF(入力区間!$J$44=\"\",\"\",入力区間!$J$44)","v":""},"ｍ"]
[null,null,"③ 直管換算長",null,"=",{"$f":"IF(入力区間!$AW$44=\"\",\"\",入力区間!$AW$44)","v":""},"ｍ"]
[null,null,"④ 流量",null,"=",{"$f":"IF(入力区間!$H$44=\"\",\"\",入力区間!$H$44)","v":""},"Ｌ/sec"]
[null,null,"⑤ 動水勾配",null,"=",{"$f":"IF(入力区間!$AE$44=\"\",\"\",入力区間!$AE$44)","v":""},"‰",{"$f":"IF(入力区間!$AD$44=\"\",\"\",IF(入力区間!$AD$44=\"W\",\"（ウエストン公式より）\",\"（Ｈ．ウィリアムス公式より）\"))","v":""}]
[null,null,"⑥ 損失水頭",null,"=","⑤×(②＋③)"]
[null,null,null,null,"=",{"$f":"IF(F567=\"\",\"\",F567/1000)","v":""},"× (",{"$f":"IF(F564=\"\",\"\",F564)","v":""},"＋",{"$f":"IF(F565=\"\",\"\",F565)","v":""},")"]
[null,null,null,null,"=",{"$f":"IF(入力区間!$AG$44=\"\",\"\",入力区間!$AG$44)","v":""},"ｍ"]
[null,null,"⑦ 立上り",null,"=",{"$f":"IF(入力区間!$K$44=\"\",0,ROUND(入力区間!$K$44,2))","v":0},"ｍ"]
[null,null,"⑧ 区間所要水頭 h34",null,"=","⑥＋⑦"]
[null,null,null,null,"=",{"$f":"IF(F570=\"\",\"\",F570)","v":""},"＋",{"$f":"IF(F571=\"\",\"\",F571)","v":0}]
[null,null,null,null,"=",{"$f":"IF(入力区間!$D$44=\"\",\"\",入力区間!$D$44)","v":""},"ｍ"]
[null,null,"⑨ 累計所要水頭 H34",null,"=","h34＋H33"]
[null,null,null,null,"=",{"$f":"IF(F574=\"\",\"\",F574)","v":""},"＋",{"$f":"IF(F560=\"\",\"\",F560)","v":""}]
[null,null,null,null,"=",{"$f":"IF(入力区間!$C$44=\"\",\"\",入力区間!$C$44)","v":""},"ｍ"]
[]
[null,"35．区　間",null,{"$f":"IF(入力区間!$G$45=\"\",\"\",入力区間!$G$45)","v":""}]
[null,null,"① 仮定口径",null,"=",{"$f":"IF(入力区間!$I$45=\"\",\"\",入力区間!$I$45)","v":""},"ｍｍ"]
[null,null,"② 管延長",null,"=",{"$f":"IF(入力区間!$J$45=\"\",\"\",入力区間!$J$45)","v":""},"ｍ"]
[null,null,"③ 直管換算長",null,"=",{"$f":"IF(入力区間!$AW$45=\"\",\"\",入力区間!$AW$45)","v":""},"ｍ"]
[null,null,"④ 流量",null,"=",{"$f":"IF(入力区間!$H$45=\"\",\"\",入力区間!$H$45)","v":""},"Ｌ/sec"]
[null,null,"⑤ 動水勾配",null,"=",{"$f":"IF(入力区間!$AE$45=\"\",\"\",入力区間!$AE$45)","v":""},"‰",{"$f":"IF(入力区間!$AD$45=\"\",\"\",IF(入力区間!$AD$45=\"W\",\"（ウエストン公式より）\",\"（Ｈ．ウィリアムス公式より）\"))","v":""}]
[null,null,"⑥ 損失水頭",null,"=","⑤×(②＋③)"]
[null,null,null,null,"=",{"$f":"IF(F584=\"\",\"\",F584/1000)","v":""},"× (",{"$f":"IF(F581=\"\",\"\",F581)","v":""},"＋",{"$f":"IF(F582=\"\",\"\",F582)","v":""},")"]
[null,null,null,null,"=",{"$f":"IF(入力区間!$AG$45=\"\",\"\",入力区間!$AG$45)","v":""},"ｍ"]
[null,null,"⑦ 立上り",null,"=",{"$f":"IF(入力区間!$K$45=\"\",0,ROUND(入力区間!$K$45,2))","v":0},"ｍ"]
[null,null,"⑧ 区間所要水頭 h35",null,"=","⑥＋⑦"]
[null,null,null,null,"=",{"$f":"IF(F587=\"\",\"\",F587)","v":""},"＋",{"$f":"IF(F588=\"\",\"\",F588)","v":0}]
[null,null,null,null,"=",{"$f":"IF(入力区間!$D$45=\"\",\"\",入力区間!$D$45)","v":""},"ｍ"]
[null,null,"⑨ 累計所要水頭 H35",null,"=","h35＋H34"]
[null,null,null,null,"=",{"$f":"IF(F591=\"\",\"\",F591)","v":""},"＋",{"$f":"IF(F577=\"\",\"\",F577)","v":""}]
[null,null,null,null,"=",{"$f":"IF(入力区間!$C$45=\"\",\"\",入力区間!$C$45)","v":""},"ｍ"]
[]
[null,"36．区　間",null,{"$f":"IF(入力区間!$G$46=\"\",\"\",入力区間!$G$46)","v":""}]
[null,null,"① 仮定口径",null,"=",{"$f":"IF(入力区間!$I$46=\"\",\"\",入力区間!$I$46)","v":""},"ｍｍ"]
[null,null,"② 管延長",null,"=",{"$f":"IF(入力区間!$J$46=\"\",\"\",入力区間!$J$46)","v":""},"ｍ"]
[null,null,"③ 直管換算長",null,"=",{"$f":"IF(入力区間!$AW$46=\"\",\"\",入力区間!$AW$46)","v":""},"ｍ"]
[null,null,"④ 流量",null,"=",{"$f":"IF(入力区間!$H$46=\"\",\"\",入力区間!$H$46)","v":""},"Ｌ/sec"]
[null,null,"⑤ 動水勾配",null,"=",{"$f":"IF(入力区間!$AE$46=\"\",\"\",入力区間!$AE$46)","v":""},"‰",{"$f":"IF(入力区間!$AD$46=\"\",\"\",IF(入力区間!$AD$46=\"W\",\"（ウエストン公式より）\",\"（Ｈ．ウィリアムス公式より）\"))","v":""}]
[null,null,"⑥ 損失水頭",null,"=","⑤×(②＋③)"]
[null,null,null,null,"=",{"$f":"IF(F601=\"\",\"\",F601/1000)","v":""},"× (",{"$f":"IF(F598=\"\",\"\",F598)","v":""},"＋",{"$f":"IF(F599=\"\",\"\",F599)","v":""},")"]
[null,null,null,null,"=",{"$f":"IF(入力区間!$AG$46=\"\",\"\",入力区間!$AG$46)","v":""},"ｍ"]
[null,null,"⑦ 立上り",null,"=",{"$f":"IF(入力区間!$K$46=\"\",0,ROUND(入力区間!$K$46,2))","v":0},"ｍ"]
[null,null,"⑧ 区間所要水頭 h36",null,"=","⑥＋⑦"]
[null,null,null,null,"=",{"$f":"IF(F604=\"\",\"\",F604)","v":""},"＋",{"$f":"IF(F605=\"\",\"\",F605)","v":0}]
[null,null,null,null,"=",{"$f":"IF(入力区間!$D$46=\"\",\"\",入力区間!$D$46)","v":""},"ｍ"]
[null,null,"⑨ 累計所要水頭 H36",null,"=","h36＋H35"]
[null,null,null,null,"=",{"$f":"IF(F608=\"\",\"\",F608)","v":""},"＋",{"$f":"IF(F594=\"\",\"\",F594)","v":""}]
[null,null,null,null,"=",{"$f":"IF(入力区間!$C$46=\"\",\"\",入力区間!$C$46)","v":""},"ｍ"]
[]
[null,"37．区　間",null,{"$f":"IF(入力区間!$G$47=\"\",\"\",入力区間!$G$47)","v":""}]
[null,null,"① 仮定口径",null,"=",{"$f":"IF(入力区間!$I$47=\"\",\"\",入力区間!$I$47)","v":""},"ｍｍ"]
[null,null,"② 管延長",null,"=",{"$f":"IF(入力区間!$J$47=\"\",\"\",入力区間!$J$47)","v":""},"ｍ"]
[null,null,"③ 直管換算長",null,"=",{"$f":"IF(入力区間!$AW$47=\"\",\"\",入力区間!$AW$47)","v":""},"ｍ"]
[null,null,"④ 流量",null,"=",{"$f":"IF(入力区間!$H$47=\"\",\"\",入力区間!$H$47)","v":""},"Ｌ/sec"]
[null,null,"⑤ 動水勾配",null,"=",{"$f":"IF(入力区間!$AE$47=\"\",\"\",入力区間!$AE$47)","v":""},"‰",{"$f":"IF(入力区間!$AD$47=\"\",\"\",IF(入力区間!$AD$47=\"W\",\"（ウエストン公式より）\",\"（Ｈ．ウィリアムス公式より）\"))","v":""}]
[null,null,"⑥ 損失水頭",null,"=","⑤×(②＋③)"]
[null,null,null,null,"=",{"$f":"IF(F618=\"\",\"\",F618/1000)","v":""},"× (",{"$f":"IF(F615=\"\",\"\",F615)","v":""},"＋",{"$f":"IF(F616=\"\",\"\",F616)","v":""},")"]
[null,null,null,null,"=",{"$f":"IF(入力区間!$AG$47=\"\",\"\",入力区間!$AG$47)","v":""},"ｍ"]
[null,null,"⑦ 立上り",null,"=",{"$f":"IF(入力区間!$K$47=\"\",0,ROUND(入力区間!$K$47,2))","v":0},"ｍ"]
[null,null,"⑧ 区間所要水頭 h37",null,"=","⑥＋⑦"]
[null,null,null,null,"=",{"$f":"IF(F621=\"\",\"\",F621)","v":""},"＋",{"$f":"IF(F622=\"\",\"\",F622)","v":0}]
[null,null,null,null,"=",{"$f":"IF(入力区間!$D$47=\"\",\"\",入力区間!$D$47)","v":""},"ｍ"]
[null,null,"⑨ 累計所要水頭 H37",null,"=","h37＋H36"]
[null,null,null,null,"=",{"$f":"IF(F625=\"\",\"\",F625)","v":""},"＋",{"$f":"IF(F611=\"\",\"\",F611)","v":""}]
[null,null,null,null,"=",{"$f":"IF(入力区間!$C$47=\"\",\"\",入力区間!$C$47)","v":""},"ｍ"]
[]
[null,"38．区　間",null,{"$f":"IF(入力区間!$G$48=\"\",\"\",入力区間!$G$48)","v":""}]
[null,null,"① 仮定口径",null,"=",{"$f":"IF(入力区間!$I$48=\"\",\"\",入力区間!$I$48)","v":""},"ｍｍ"]
[null,null,"② 管延長",null,"=",{"$f":"IF(入力区間!$J$48=\"\",\"\",入力区間!$J$48)","v":""},"ｍ"]
[null,null,"③ 直管換算長",null,"=",{"$f":"IF(入力区間!$AW$48=\"\",\"\",入力区間!$AW$48)","v":""},"ｍ"]
[null,null,"④ 流量",null,"=",{"$f":"IF(入力区間!$H$48=\"\",\"\",入力区間!$H$48)","v":""},"Ｌ/sec"]
[null,null,"⑤ 動水勾配",null,"=",{"$f":"IF(入力区間!$AE$48=\"\",\"\",入力区間!$AE$48)","v":""},"‰",{"$f":"IF(入力区間!$AD$48=\"\",\"\",IF(入力区間!$AD$48=\"W\",\"（ウエストン公式より）\",\"（Ｈ．ウィリアムス公式より）\"))","v":""}]
[null,null,"⑥ 損失水頭",null,"=","⑤×(②＋③)"]
[null,null,null,null,"=",{"$f":"IF(F635=\"\",\"\",F635/1000)","v":""},"× (",{"$f":"IF(F632=\"\",\"\",F632)","v":""},"＋",{"$f":"IF(F633=\"\",\"\",F633)","v":""},")"]
[null,null,null,null,"=",{"$f":"IF(入力区間!$AG$48=\"\",\"\",入力区間!$AG$48)","v":""},"ｍ"]
[null,null,"⑦ 立上り",null,"=",{"$f":"IF(入力区間!$K$48=\"\",0,ROUND(入力区間!$K$48,2))","v":0},"ｍ"]
[null,null,"⑧ 区間所要水頭 h38",null,"=","⑥＋⑦"]
[null,null,null,null,"=",{"$f":"IF(F638=\"\",\"\",F638)","v":""},"＋",{"$f":"IF(F639=\"\",\"\",F639)","v":0}]
[null,null,null,null,"=",{"$f":"IF(入力区間!$D$48=\"\",\"\",入力区間!$D$48)","v":""},"ｍ"]
[null,null,"⑨ 累計所要水頭 H38",null,"=","h38＋H37"]
[null,null,null,null,"=",{"$f":"IF(F642=\"\",\"\",F642)","v":""},"＋",{"$f":"IF(F628=\"\",\"\",F628)","v":""}]
[null,null,null,null,"=",{"$f":"IF(入力区間!$C$48=\"\",\"\",入力区間!$C$48)","v":""},"ｍ"]
[]
[null,"39．区　間",null,{"$f":"IF(入力区間!$G$49=\"\",\"\",入力区間!$G$49)","v":""}]
[null,null,"① 仮定口径",null,"=",{"$f":"IF(入力区間!$I$49=\"\",\"\",入力区間!$I$49)","v":""},"ｍｍ"]
[null,null,"② 管延長",null,"=",{"$f":"IF(入力区間!$J$49=\"\",\"\",入力区間!$J$49)","v":""},"ｍ"]
[null,null,"③ 直管換算長",null,"=",{"$f":"IF(入力区間!$AW$49=\"\",\"\",入力区間!$AW$49)","v":""},"ｍ"]
[null,null,"④ 流量",null,"=",{"$f":"IF(入力区間!$H$49=\"\",\"\",入力区間!$H$49)","v":""},"Ｌ/sec"]
[null,null,"⑤ 動水勾配",null,"=",{"$f":"IF(入力区間!$AE$49=\"\",\"\",入力区間!$AE$49)","v":""},"‰",{"$f":"IF(入力区間!$AD$49=\"\",\"\",IF(入力区間!$AD$49=\"W\",\"（ウエストン公式より）\",\"（Ｈ．ウィリアムス公式より）\"))","v":""}]
[null,null,"⑥ 損失水頭",null,"=","⑤×(②＋③)"]
[null,null,null,null,"=",{"$f":"IF(F652=\"\",\"\",F652/1000)","v":""},"× (",{"$f":"IF(F649=\"\",\"\",F649)","v":""},"＋",{"$f":"IF(F650=\"\",\"\",F650)","v":""},")"]
[null,null,null,null,"=",{"$f":"IF(入力区間!$AG$49=\"\",\"\",入力区間!$AG$49)","v":""},"ｍ"]
[null,null,"⑦ 立上り",null,"=",{"$f":"IF(入力区間!$K$49=\"\",0,ROUND(入力区間!$K$49,2))","v":0},"ｍ"]
[null,null,"⑧ 区間所要水頭 h39",null,"=","⑥＋⑦"]
[null,null,null,null,"=",{"$f":"IF(F655=\"\",\"\",F655)","v":""},"＋",{"$f":"IF(F656=\"\",\"\",F656)","v":0}]
[null,null,null,null,"=",{"$f":"IF(入力区間!$D$49=\"\",\"\",入力区間!$D$49)","v":""},"ｍ"]
[null,null,"⑨ 累計所要水頭 H39",null,"=","h39＋H38"]
[null,null,null,null,"=",{"$f":"IF(F659=\"\",\"\",F659)","v":""},"＋",{"$f":"IF(F645=\"\",\"\",F645)","v":""}]
[null,null,null,null,"=",{"$f":"IF(入力区間!$C$49=\"\",\"\",入力区間!$C$49)","v":""},"ｍ"]
[]
[null,"40．区　間",null,{"$f":"IF(入力区間!$G$50=\"\",\"\",入力区間!$G$50)","v":""}]
[null,null,"① 仮定口径",null,"=",{"$f":"IF(入力区間!$I$50=\"\",\"\",入力区間!$I$50)","v":""},"ｍｍ"]
[null,null,"② 管延長",null,"=",{"$f":"IF(入力区間!$J$50=\"\",\"\",入力区間!$J$50)","v":""},"ｍ"]
[null,null,"③ 直管換算長",null,"=",{"$f":"IF(入力区間!$AW$50=\"\",\"\",入力区間!$AW$50)","v":""},"ｍ"]
[null,null,"④ 流量",null,"=",{"$f":"IF(入力区間!$H$50=\"\",\"\",入力区間!$H$50)","v":""},"Ｌ/sec"]
[null,null,"⑤ 動水勾配",null,"=",{"$f":"IF(入力区間!$AE$50=\"\",\"\",入力区間!$AE$50)","v":""},"‰",{"$f":"IF(入力区間!$AD$50=\"\",\"\",IF(入力区間!$AD$50=\"W\",\"（ウエストン公式より）\",\"（Ｈ．ウィリアムス公式より）\"))","v":""}]
[null,null,"⑥ 損失水頭",null,"=","⑤×(②＋③)"]
[null,null,null,null,"=",{"$f":"IF(F669=\"\",\"\",F669/1000)","v":""},"× (",{"$f":"IF(F666=\"\",\"\",F666)","v":""},"＋",{"$f":"IF(F667=\"\",\"\",F667)","v":""},")"]
[null,null,null,null,"=",{"$f":"IF(入力区間!$AG$50=\"\",\"\",入力区間!$AG$50)","v":""},"ｍ"]
[null,null,"⑦ 立上り",null,"=",{"$f":"IF(入力区間!$K$50=\"\",0,ROUND(入力区間!$K$50,2))","v":0},"ｍ"]
[null,null,"⑧ 区間所要水頭 h40",null,"=","⑥＋⑦"]
[null,null,null,null,"=",{"$f":"IF(F672=\"\",\"\",F672)","v":""},"＋",{"$f":"IF(F673=\"\",\"\",F673)","v":0}]
[null,null,null,null,"=",{"$f":"IF(入力区間!$D$50=\"\",\"\",入力区間!$D$50)","v":""},"ｍ"]
[null,null,"⑨ 累計所要水頭 H40",null,"=","h40＋H39"]
[null,null,null,null,"=",{"$f":"IF(F676=\"\",\"\",F676)","v":""},"＋",{"$f":"IF(F662=\"\",\"\",F662)","v":""}]
[null,null,null,null,"=",{"$f":"IF(入力区間!$C$50=\"\",\"\",入力区間!$C$50)","v":""},"ｍ"]
[]
[null,"41．区　間",null,{"$f":"IF(入力区間!$G$51=\"\",\"\",入力区間!$G$51)","v":""}]
[null,null,"① 仮定口径",null,"=",{"$f":"IF(入力区間!$I$51=\"\",\"\",入力区間!$I$51)","v":""},"ｍｍ"]
[null,null,"② 管延長",null,"=",{"$f":"IF(入力区間!$J$51=\"\",\"\",入力区間!$J$51)","v":""},"ｍ"]
[null,null,"③ 直管換算長",null,"=",{"$f":"IF(入力区間!$AW$51=\"\",\"\",入力区間!$AW$51)","v":""},"ｍ"]
[null,null,"④ 流量",null,"=",{"$f":"IF(入力区間!$H$51=\"\",\"\",入力区間!$H$51)","v":""},"Ｌ/sec"]
[null,null,"⑤ 動水勾配",null,"=",{"$f":"IF(入力区間!$AE$51=\"\",\"\",入力区間!$AE$51)","v":""},"‰",{"$f":"IF(入力区間!$AD$51=\"\",\"\",IF(入力区間!$AD$51=\"W\",\"（ウエストン公式より）\",\"（Ｈ．ウィリアムス公式より）\"))","v":""}]
[null,null,"⑥ 損失水頭",null,"=","⑤×(②＋③)"]
[null,null,null,null,"=",{"$f":"IF(F686=\"\",\"\",F686/1000)","v":""},"× (",{"$f":"IF(F683=\"\",\"\",F683)","v":""},"＋",{"$f":"IF(F684=\"\",\"\",F684)","v":""},")"]
[null,null,null,null,"=",{"$f":"IF(入力区間!$AG$51=\"\",\"\",入力区間!$AG$51)","v":""},"ｍ"]
[null,null,"⑦ 立上り",null,"=",{"$f":"IF(入力区間!$K$51=\"\",0,ROUND(入力区間!$K$51,2))","v":0},"ｍ"]
[null,null,"⑧ 区間所要水頭 h41",null,"=","⑥＋⑦"]
[null,null,null,null,"=",{"$f":"IF(F689=\"\",\"\",F689)","v":""},"＋",{"$f":"IF(F690=\"\",\"\",F690)","v":0}]
[null,null,null,null,"=",{"$f":"IF(入力区間!$D$51=\"\",\"\",入力区間!$D$51)","v":""},"ｍ"]
[null,null,"⑨ 累計所要水頭 H41",null,"=","h41＋H40"]
[null,null,null,null,"=",{"$f":"IF(F693=\"\",\"\",F693)","v":""},"＋",{"$f":"IF(F679=\"\",\"\",F679)","v":""}]
[null,null,null,null,"=",{"$f":"IF(入力区間!$C$51=\"\",\"\",入力区間!$C$51)","v":""},"ｍ"]
[]
[null,"42．区　間",null,{"$f":"IF(入力区間!$G$52=\"\",\"\",入力区間!$G$52)","v":""}]
[null,null,"① 仮定口径",null,"=",{"$f":"IF(入力区間!$I$52=\"\",\"\",入力区間!$I$52)","v":""},"ｍｍ"]
[null,null,"② 管延長",null,"=",{"$f":"IF(入力区間!$J$52=\"\",\"\",入力区間!$J$52)","v":""},"ｍ"]
[null,null,"③ 直管換算長",null,"=",{"$f":"IF(入力区間!$AW$52=\"\",\"\",入力区間!$AW$52)","v":""},"ｍ"]
[null,null,"④ 流量",null,"=",{"$f":"IF(入力区間!$H$52=\"\",\"\",入力区間!$H$52)","v":""},"Ｌ/sec"]
[null,null,"⑤ 動水勾配",null,"=",{"$f":"IF(入力区間!$AE$52=\"\",\"\",入力区間!$AE$52)","v":""},"‰",{"$f":"IF(入力区間!$AD$52=\"\",\"\",IF(入力区間!$AD$52=\"W\",\"（ウエストン公式より）\",\"（Ｈ．ウィリアムス公式より）\"))","v":""}]
[null,null,"⑥ 損失水頭",null,"=","⑤×(②＋③)"]
[null,null,null,null,"=",{"$f":"IF(F703=\"\",\"\",F703/1000)","v":""},"× (",{"$f":"IF(F700=\"\",\"\",F700)","v":""},"＋",{"$f":"IF(F701=\"\",\"\",F701)","v":""},")"]
[null,null,null,null,"=",{"$f":"IF(入力区間!$AG$52=\"\",\"\",入力区間!$AG$52)","v":""},"ｍ"]
[null,null,"⑦ 立上り",null,"=",{"$f":"IF(入力区間!$K$52=\"\",0,ROUND(入力区間!$K$52,2))","v":0},"ｍ"]
[null,null,"⑧ 区間所要水頭 h42",null,"=","⑥＋⑦"]
[null,null,null,null,"=",{"$f":"IF(F706=\"\",\"\",F706)","v":""},"＋",{"$f":"IF(F707=\"\",\"\",F707)","v":0}]
[null,null,null,null,"=",{"$f":"IF(入力区間!$D$52=\"\",\"\",入力区間!$D$52)","v":""},"ｍ"]
[null,null,"⑨ 累計所要水頭 H42",null,"=","h42＋H41"]
[null,null,null,null,"=",{"$f":"IF(F710=\"\",\"\",F710)","v":""},"＋",{"$f":"IF(F696=\"\",\"\",F696)","v":""}]
[null,null,null,null,"=",{"$f":"IF(入力区間!$C$52=\"\",\"\",入力区間!$C$52)","v":""},"ｍ"]
[]
[null,"43．区　間",null,{"$f":"IF(入力区間!$G$53=\"\",\"\",入力区間!$G$53)","v":""}]
[null,null,"① 仮定口径",null,"=",{"$f":"IF(入力区間!$I$53=\"\",\"\",入力区間!$I$53)","v":""},"ｍｍ"]
[null,null,"② 管延長",null,"=",{"$f":"IF(入力区間!$J$53=\"\",\"\",入力区間!$J$53)","v":""},"ｍ"]
[null,null,"③ 直管換算長",null,"=",{"$f":"IF(入力区間!$AW$53=\"\",\"\",入力区間!$AW$53)","v":""},"ｍ"]
[null,null,"④ 流量",null,"=",{"$f":"IF(入力区間!$H$53=\"\",\"\",入力区間!$H$53)","v":""},"Ｌ/sec"]
[null,null,"⑤ 動水勾配",null,"=",{"$f":"IF(入力区間!$AE$53=\"\",\"\",入力区間!$AE$53)","v":""},"‰",{"$f":"IF(入力区間!$AD$53=\"\",\"\",IF(入力区間!$AD$53=\"W\",\"（ウエストン公式より）\",\"（Ｈ．ウィリアムス公式より）\"))","v":""}]
[null,null,"⑥ 損失水頭",null,"=","⑤×(②＋③)"]
[null,null,null,null,"=",{"$f":"IF(F720=\"\",\"\",F720/1000)","v":""},"× (",{"$f":"IF(F717=\"\",\"\",F717)","v":""},"＋",{"$f":"IF(F718=\"\",\"\",F718)","v":""},")"]
[null,null,null,null,"=",{"$f":"IF(入力区間!$AG$53=\"\",\"\",入力区間!$AG$53)","v":""},"ｍ"]
[null,null,"⑦ 立上り",null,"=",{"$f":"IF(入力区間!$K$53=\"\",0,ROUND(入力区間!$K$53,2))","v":0},"ｍ"]
[null,null,"⑧ 区間所要水頭 h43",null,"=","⑥＋⑦"]
[null,null,null,null,"=",{"$f":"IF(F723=\"\",\"\",F723)","v":""},"＋",{"$f":"IF(F724=\"\",\"\",F724)","v":0}]
[null,null,null,null,"=",{"$f":"IF(入力区間!$D$53=\"\",\"\",入力区間!$D$53)","v":""},"ｍ"]
[null,null,"⑨ 累計所要水頭 H43",null,"=","h43＋H42"]
[null,null,null,null,"=",{"$f":"IF(F727=\"\",\"\",F727)","v":""},"＋",{"$f":"IF(F713=\"\",\"\",F713)","v":""}]
[null,null,null,null,"=",{"$f":"IF(入力区間!$C$53=\"\",\"\",入力区間!$C$53)","v":""},"ｍ"]
[]
[null,"44．区　間",null,{"$f":"IF(入力区間!$G$54=\"\",\"\",入力区間!$G$54)","v":""}]
[null,null,"① 仮定口径",null,"=",{"$f":"IF(入力区間!$I$54=\"\",\"\",入力区間!$I$54)","v":""},"ｍｍ"]
[null,null,"② 管延長",null,"=",{"$f":"IF(入力区間!$J$54=\"\",\"\",入力区間!$J$54)","v":""},"ｍ"]
[null,null,"③ 直管換算長",null,"=",{"$f":"IF(入力区間!$AW$54=\"\",\"\",入力区間!$AW$54)","v":""},"ｍ"]
[null,null,"④ 流量",null,"=",{"$f":"IF(入力区間!$H$54=\"\",\"\",入力区間!$H$54)","v":""},"Ｌ/sec"]
[null,null,"⑤ 動水勾配",null,"=",{"$f":"IF(入力区間!$AE$54=\"\",\"\",入力区間!$AE$54)","v":""},"‰",{"$f":"IF(入力区間!$AD$54=\"\",\"\",IF(入力区間!$AD$54=\"W\",\"（ウエストン公式より）\",\"（Ｈ．ウィリアムス公式より）\"))","v":""}]
[null,null,"⑥ 損失水頭",null,"=","⑤×(②＋③)"]
[null,null,null,null,"=",{"$f":"IF(F737=\"\",\"\",F737/1000)","v":""},"× (",{"$f":"IF(F734=\"\",\"\",F734)","v":""},"＋",{"$f":"IF(F735=\"\",\"\",F735)","v":""},")"]
[null,null,null,null,"=",{"$f":"IF(入力区間!$AG$54=\"\",\"\",入力区間!$AG$54)","v":""},"ｍ"]
[null,null,"⑦ 立上り",null,"=",{"$f":"IF(入力区間!$K$54=\"\",0,ROUND(入力区間!$K$54,2))","v":0},"ｍ"]
[null,null,"⑧ 区間所要水頭 h44",null,"=","⑥＋⑦"]
[null,null,null,null,"=",{"$f":"IF(F740=\"\",\"\",F740)","v":""},"＋",{"$f":"IF(F741=\"\",\"\",F741)","v":0}]
[null,null,null,null,"=",{"$f":"IF(入力区間!$D$54=\"\",\"\",入力区間!$D$54)","v":""},"ｍ"]
[null,null,"⑨ 累計所要水頭 H44",null,"=","h44＋H43"]
[null,null,null,null,"=",{"$f":"IF(F744=\"\",\"\",F744)","v":""},"＋",{"$f":"IF(F730=\"\",\"\",F730)","v":""}]
[null,null,null,null,"=",{"$f":"IF(入力区間!$C$54=\"\",\"\",入力区間!$C$54)","v":""},"ｍ"]
[]
[null,"45．区　間",null,{"$f":"IF(入力区間!$G$55=\"\",\"\",入力区間!$G$55)","v":""}]
[null,null,"① 仮定口径",null,"=",{"$f":"IF(入力区間!$I$55=\"\",\"\",入力区間!$I$55)","v":""},"ｍｍ"]
[null,null,"② 管延長",null,"=",{"$f":"IF(入力区間!$J$55=\"\",\"\",入力区間!$J$55)","v":""},"ｍ"]
[null,null,"③ 直管換算長",null,"=",{"$f":"IF(入力区間!$AW$55=\"\",\"\",入力区間!$AW$55)","v":""},"ｍ"]
[null,null,"④ 流量",null,"=",{"$f":"IF(入力区間!$H$55=\"\",\"\",入力区間!$H$55)","v":""},"Ｌ/sec"]
[null,null,"⑤ 動水勾配",null,"=",{"$f":"IF(入力区間!$AE$55=\"\",\"\",入力区間!$AE$55)","v":""},"‰",{"$f":"IF(入力区間!$AD$55=\"\",\"\",IF(入力区間!$AD$55=\"W\",\"（ウエストン公式より）\",\"（Ｈ．ウィリアムス公式より）\"))","v":""}]
[null,null,"⑥ 損失水頭",null,"=","⑤×(②＋③)"]
[null,null,null,null,"=",{"$f":"IF(F754=\"\",\"\",F754/1000)","v":""},"× (",{"$f":"IF(F751=\"\",\"\",F751)","v":""},"＋",{"$f":"IF(F752=\"\",\"\",F752)","v":""},")"]
[null,null,null,null,"=",{"$f":"IF(入力区間!$AG$55=\"\",\"\",入力区間!$AG$55)","v":""},"ｍ"]
[null,null,"⑦ 立上り",null,"=",{"$f":"IF(入力区間!$K$55=\"\",0,ROUND(入力区間!$K$55,2))","v":0},"ｍ"]
[null,null,"⑧ 区間所要水頭 h45",null,"=","⑥＋⑦"]
[null,null,null,null,"=",{"$f":"IF(F757=\"\",\"\",F757)","v":""},"＋",{"$f":"IF(F758=\"\",\"\",F758)","v":0}]
[null,null,null,null,"=",{"$f":"IF(入力区間!$D$55=\"\",\"\",入力区間!$D$55)","v":""},"ｍ"]
[null,null,"⑨ 累計所要水頭 H45",null,"=","h45＋H44"]
[null,null,null,null,"=",{"$f":"IF(F761=\"\",\"\",F761)","v":""},"＋",{"$f":"IF(F747=\"\",\"\",F747)","v":""}]
[null,null,null,null,"=",{"$f":"IF(入力区間!$C$55=\"\",\"\",入力区間!$C$55)","v":""},"ｍ"]
[]
[null,"46．区　間",null,{"$f":"IF(入力区間!$G$56=\"\",\"\",入力区間!$G$56)","v":""}]
[null,null,"① 仮定口径",null,"=",{"$f":"IF(入力区間!$I$56=\"\",\"\",入力区間!$I$56)","v":""},"ｍｍ"]
[null,null,"② 管延長",null,"=",{"$f":"IF(入力区間!$J$56=\"\",\"\",入力区間!$J$56)","v":""},"ｍ"]
[null,null,"③ 直管換算長",null,"=",{"$f":"IF(入力区間!$AW$56=\"\",\"\",入力区間!$AW$56)","v":""},"ｍ"]
[null,null,"④ 流量",null,"=",{"$f":"IF(入力区間!$H$56=\"\",\"\",入力区間!$H$56)","v":""},"Ｌ/sec"]
[null,null,"⑤ 動水勾配",null,"=",{"$f":"IF(入力区間!$AE$56=\"\",\"\",入力区間!$AE$56)","v":""},"‰",{"$f":"IF(入力区間!$AD$56=\"\",\"\",IF(入力区間!$AD$56=\"W\",\"（ウエストン公式より）\",\"（Ｈ．ウィリアムス公式より）\"))","v":""}]
[null,null,"⑥ 損失水頭",null,"=","⑤×(②＋③)"]
[null,null,null,null,"=",{"$f":"IF(F771=\"\",\"\",F771/1000)","v":""},"× (",{"$f":"IF(F768=\"\",\"\",F768)","v":""},"＋",{"$f":"IF(F769=\"\",\"\",F769)","v":""},")"]
[null,null,null,null,"=",{"$f":"IF(入力区間!$AG$56=\"\",\"\",入力区間!$AG$56)","v":""},"ｍ"]
[null,null,"⑦ 立上り",null,"=",{"$f":"IF(入力区間!$K$56=\"\",0,ROUND(入力区間!$K$56,2))","v":0},"ｍ"]
[null,null,"⑧ 区間所要水頭 h46",null,"=","⑥＋⑦"]
[null,null,null,null,"=",{"$f":"IF(F774=\"\",\"\",F774)","v":""},"＋",{"$f":"IF(F775=\"\",\"\",F775)","v":0}]
[null,null,null,null,"=",{"$f":"IF(入力区間!$D$56=\"\",\"\",入力区間!$D$56)","v":""},"ｍ"]
[null,null,"⑨ 累計所要水頭 H46",null,"=","h46＋H45"]
[null,null,null,null,"=",{"$f":"IF(F778=\"\",\"\",F778)","v":""},"＋",{"$f":"IF(F764=\"\",\"\",F764)","v":""}]
[null,null,null,null,"=",{"$f":"IF(入力区間!$C$56=\"\",\"\",入力区間!$C$56)","v":""},"ｍ"]
[]
[null,"47．区　間",null,{"$f":"IF(入力区間!$G$57=\"\",\"\",入力区間!$G$57)","v":""}]
[null,null,"① 仮定口径",null,"=",{"$f":"IF(入力区間!$I$57=\"\",\"\",入力区間!$I$57)","v":""},"ｍｍ"]
[null,null,"② 管延長",null,"=",{"$f":"IF(入力区間!$J$57=\"\",\"\",入力区間!$J$57)","v":""},"ｍ"]
[null,null,"③ 直管換算長",null,"=",{"$f":"IF(入力区間!$AW$57=\"\",\"\",入力区間!$AW$57)","v":""},"ｍ"]
[null,null,"④ 流量",null,"=",{"$f":"IF(入力区間!$H$57=\"\",\"\",入力区間!$H$57)","v":""},"Ｌ/sec"]
[null,null,"⑤ 動水勾配",null,"=",{"$f":"IF(入力区間!$AE$57=\"\",\"\",入力区間!$AE$57)","v":""},"‰",{"$f":"IF(入力区間!$AD$57=\"\",\"\",IF(入力区間!$AD$57=\"W\",\"（ウエストン公式より）\",\"（Ｈ．ウィリアムス公式より）\"))","v":""}]
[null,null,"⑥ 損失水頭",null,"=","⑤×(②＋③)"]
[null,null,null,null,"=",{"$f":"IF(F788=\"\",\"\",F788/1000)","v":""},"× (",{"$f":"IF(F785=\"\",\"\",F785)","v":""},"＋",{"$f":"IF(F786=\"\",\"\",F786)","v":""},")"]
[null,null,null,null,"=",{"$f":"IF(入力区間!$AG$57=\"\",\"\",入力区間!$AG$57)","v":""},"ｍ"]
[null,null,"⑦ 立上り",null,"=",{"$f":"IF(入力区間!$K$57=\"\",0,ROUND(入力区間!$K$57,2))","v":0},"ｍ"]
[null,null,"⑧ 区間所要水頭 h47",null,"=","⑥＋⑦"]
[null,null,null,null,"=",{"$f":"IF(F791=\"\",\"\",F791)","v":""},"＋",{"$f":"IF(F792=\"\",\"\",F792)","v":0}]
[null,null,null,null,"=",{"$f":"IF(入力区間!$D$57=\"\",\"\",入力区間!$D$57)","v":""},"ｍ"]
[null,null,"⑨ 累計所要水頭 H47",null,"=","h47＋H46"]
[null,null,null,null,"=",{"$f":"IF(F795=\"\",\"\",F795)","v":""},"＋",{"$f":"IF(F781=\"\",\"\",F781)","v":""}]
[null,null,null,null,"=",{"$f":"IF(入力区間!$C$57=\"\",\"\",入力区間!$C$57)","v":""},"ｍ"]
[]
[null,"48．区　間",null,{"$f":"IF(入力区間!$G$58=\"\",\"\",入力区間!$G$58)","v":""}]
[null,null,"① 仮定口径",null,"=",{"$f":"IF(入力区間!$I$58=\"\",\"\",入力区間!$I$58)","v":""},"ｍｍ"]
[null,null,"② 管延長",null,"=",{"$f":"IF(入力区間!$J$58=\"\",\"\",入力区間!$J$58)","v":""},"ｍ"]
[null,null,"③ 直管換算長",null,"=",{"$f":"IF(入力区間!$AW$58=\"\",\"\",入力区間!$AW$58)","v":""},"ｍ"]
[null,null,"④ 流量",null,"=",{"$f":"IF(入力区間!$H$58=\"\",\"\",入力区間!$H$58)","v":""},"Ｌ/sec"]
[null,null,"⑤ 動水勾配",null,"=",{"$f":"IF(入力区間!$AE$58=\"\",\"\",入力区間!$AE$58)","v":""},"‰",{"$f":"IF(入力区間!$AD$58=\"\",\"\",IF(入力区間!$AD$58=\"W\",\"（ウエストン公式より）\",\"（Ｈ．ウィリアムス公式より）\"))","v":""}]
[null,null,"⑥ 損失水頭",null,"=","⑤×(②＋③)"]
[null,null,null,null,"=",{"$f":"IF(F805=\"\",\"\",F805/1000)","v":""},"× (",{"$f":"IF(F802=\"\",\"\",F802)","v":""},"＋",{"$f":"IF(F803=\"\",\"\",F803)","v":""},")"]
[null,null,null,null,"=",{"$f":"IF(入力区間!$AG$58=\"\",\"\",入力区間!$AG$58)","v":""},"ｍ"]
[null,null,"⑦ 立上り",null,"=",{"$f":"IF(入力区間!$K$58=\"\",0,ROUND(入力区間!$K$58,2))","v":0},"ｍ"]
[null,null,"⑧ 区間所要水頭 h48",null,"=","⑥＋⑦"]
[null,null,null,null,"=",{"$f":"IF(F808=\"\",\"\",F808)","v":""},"＋",{"$f":"IF(F809=\"\",\"\",F809)","v":0}]
[null,null,null,null,"=",{"$f":"IF(入力区間!$D$58=\"\",\"\",入力区間!$D$58)","v":""},"ｍ"]
[null,null,"⑨ 累計所要水頭 H48",null,"=","h48＋H47"]
[null,null,null,null,"=",{"$f":"IF(F812=\"\",\"\",F812)","v":""},"＋",{"$f":"IF(F798=\"\",\"\",F798)","v":""}]
[null,null,null,null,"=",{"$f":"IF(入力区間!$C$58=\"\",\"\",入力区間!$C$58)","v":""},"ｍ"]
[]
[null,"49．区　間",null,{"$f":"IF(入力区間!$G$59=\"\",\"\",入力区間!$G$59)","v":""}]
[null,null,"① 仮定口径",null,"=",{"$f":"IF(入力区間!$I$59=\"\",\"\",入力区間!$I$59)","v":""},"ｍｍ"]
[null,null,"② 管延長",null,"=",{"$f":"IF(入力区間!$J$59=\"\",\"\",入力区間!$J$59)","v":""},"ｍ"]
[null,null,"③ 直管換算長",null,"=",{"$f":"IF(入力区間!$AW$59=\"\",\"\",入力区間!$AW$59)","v":""},"ｍ"]
[null,null,"④ 流量",null,"=",{"$f":"IF(入力区間!$H$59=\"\",\"\",入力区間!$H$59)","v":""},"Ｌ/sec"]
[null,null,"⑤ 動水勾配",null,"=",{"$f":"IF(入力区間!$AE$59=\"\",\"\",入力区間!$AE$59)","v":""},"‰",{"$f":"IF(入力区間!$AD$59=\"\",\"\",IF(入力区間!$AD$59=\"W\",\"（ウエストン公式より）\",\"（Ｈ．ウィリアムス公式より）\"))","v":""}]
[null,null,"⑥ 損失水頭",null,"=","⑤×(②＋③)"]
[null,null,null,null,"=",{"$f":"IF(F822=\"\",\"\",F822/1000)","v":""},"× (",{"$f":"IF(F819=\"\",\"\",F819)","v":""},"＋",{"$f":"IF(F820=\"\",\"\",F820)","v":""},")"]
[null,null,null,null,"=",{"$f":"IF(入力区間!$AG$59=\"\",\"\",入力区間!$AG$59)","v":""},"ｍ"]
[null,null,"⑦ 立上り",null,"=",{"$f":"IF(入力区間!$K$59=\"\",0,ROUND(入力区間!$K$59,2))","v":0},"ｍ"]
[null,null,"⑧ 区間所要水頭 h49",null,"=","⑥＋⑦"]
[null,null,null,null,"=",{"$f":"IF(F825=\"\",\"\",F825)","v":""},"＋",{"$f":"IF(F826=\"\",\"\",F826)","v":0}]
[null,null,null,null,"=",{"$f":"IF(入力区間!$D$59=\"\",\"\",入力区間!$D$59)","v":""},"ｍ"]
[null,null,"⑨ 累計所要水頭 H49",null,"=","h49＋H48"]
[null,null,null,null,"=",{"$f":"IF(F829=\"\",\"\",F829)","v":""},"＋",{"$f":"IF(F815=\"\",\"\",F815)","v":""}]
[null,null,null,null,"=",{"$f":"IF(入力区間!$C$59=\"\",\"\",入力区間!$C$59)","v":""},"ｍ"]
[]
[null,"50．区　間",null,{"$f":"IF(入力区間!$G$60=\"\",\"\",入力区間!$G$60)","v":""}]
[null,null,"① 仮定口径",null,"=",{"$f":"IF(入力区間!$I$60=\"\",\"\",入力区間!$I$60)","v":""},"ｍｍ"]
[null,null,"② 管延長",null,"=",{"$f":"IF(入力区間!$J$60=\"\",\"\",入力区間!$J$60)","v":""},"ｍ"]
[null,null,"③ 直管換算長",null,"=",{"$f":"IF(入力区間!$AW$60=\"\",\"\",入力区間!$AW$60)","v":""},"ｍ"]
[null,null,"④ 流量",null,"=",{"$f":"IF(入力区間!$H$60=\"\",\"\",入力区間!$H$60)","v":""},"Ｌ/sec"]
[null,null,"⑤ 動水勾配",null,"=",{"$f":"IF(入力区間!$AE$60=\"\",\"\",入力区間!$AE$60)","v":""},"‰",{"$f":"IF(入力区間!$AD$60=\"\",\"\",IF(入力区間!$AD$60=\"W\",\"（ウエストン公式より）\",\"（Ｈ．ウィリアムス公式より）\"))","v":""}]
[null,null,"⑥ 損失水頭",null,"=","⑤×(②＋③)"]
[null,null,null,null,"=",{"$f":"IF(F839=\"\",\"\",F839/1000)","v":""},"× (",{"$f":"IF(F836=\"\",\"\",F836)","v":""},"＋",{"$f":"IF(F837=\"\",\"\",F837)","v":""},")"]
[null,null,null,null,"=",{"$f":"IF(入力区間!$AG$60=\"\",\"\",入力区間!$AG$60)","v":""},"ｍ"]
[null,null,"⑦ 立上り",null,"=",{"$f":"IF(入力区間!$K$60=\"\",0,ROUND(入力区間!$K$60,2))","v":0},"ｍ"]
[null,null,"⑧ 区間所要水頭 h50",null,"=","⑥＋⑦"]
[null,null,null,null,"=",{"$f":"IF(F842=\"\",\"\",F842)","v":""},"＋",{"$f":"IF(F843=\"\",\"\",F843)","v":0}]
[null,null,null,null,"=",{"$f":"IF(入力区間!$D$60=\"\",\"\",入力区間!$D$60)","v":""},"ｍ"]
[null,null,"⑨ 累計所要水頭 H50",null,"=","h50＋H49"]
[null,null,null,null,"=",{"$f":"IF(F846=\"\",\"\",F846)","v":""},"＋",{"$f":"IF(F832=\"\",\"\",F832)","v":""}]
[null,null,null,null,"=",{"$f":"IF(入力区間!$C$60=\"\",\"\",入力区間!$C$60)","v":""},"ｍ"]

{"sheet":"2区間計算安全無他損失有","index":32,"n_rows":899,"n_cols":11,"rows_kept":899,"cut":false,"hidden":true,"merged":[[100,7,100,11],[10,7,10,11],[28,7,28,11],[46,7,46,11],[64,7,64,11],[82,7,82,11],[316,7,316,11],[118,7,118,11],[136,7,136,11],[154,7,154,11],[172,7,172,11],[190,7,190,11],[208,7,208,11],[226,7,226,11],[244,7,244,11],[262,7,262,11],[280,7,280,11],[298,7,298,11],[532,7,532,11],[334,7,334,11],[352,7,352,11],[370,7,370,11],[388,7,388,11],[406,7,406,11],[424,7,424,11],[442,7,442,11],[460,7,460,11],[478,7,478,11],[496,7,496,11],[514,7,514,11],[748,7,748,11],[550,7,550,11],[568,7,568,11],[586,7,586,11],[604,7,604,11],[622,7,622,11],[640,7,640,11],[658,7,658,11],[676,7,676,11],[694,7,694,11],[712,7,712,11],[730,7,730,11],[874,7,874,11],[892,7,892,11],[766,7,766,11],[784,7,784,11],[802,7,802,11],[820,7,820,11],[838,7,838,11],[856,7,856,11]]}
[null,"１．区　間",null,{"$f":"IF(入力区間!$G$11=\"\",\"\",入力区間!$G$11)","v":"A-B"}]
[null,null,"① 仮定口径",null,"=",{"$f":"IF(入力区間!$I$11=\"\",\"\",入力区間!$I$11)","v":13},"ｍｍ"]
[null,null,"② 管延長",null,"=",{"$f":"IF(入力区間!$J$11=\"\",\"\",入力区間!$J$11)","v":1.8},"ｍ"]
[null,null,"③ 直管換算長",null,"=",{"$f":"IF(入力区間!$AW$11=\"\",\"\",入力区間!$AW$11)","v":3},"ｍ"]
[null,null,"④ 流量",null,"=",{"$f":"IF(入力区間!$H$11=\"\",\"\",入力区間!$H$11)","v":0.2},"Ｌ/sec"]
[null,null,"⑤ 動水勾配",null,"=",{"$f":"IF(入力区間!$AE$11=\"\",\"\",入力区間!$AE$11)","v":229},"‰",{"$f":"IF(入力区間!$AD$11=\"\",\"\",IF(入力区間!$AD$11=\"W\",\"（ウエストン公式より）\",\"（Ｈ．ウィリアムス公式より）\"))","v":"（ウエストン公式より）"}]
[null,null,"⑥ 損失水頭",null,"=","⑤×(②＋③)"]
[null,null,null,null,"=",{"$f":"IF(F6=\"\",\"\",F6/1000)","v":0.22900000000000001},"× (",{"$f":"IF(F3=\"\",\"\",F3)","v":1.8},"＋",{"$f":"IF(F4=\"\",\"\",F4)","v":3},")"]
[null,null,null,null,"=",{"$f":"IF(入力区間!$AG$11=\"\",\"\",入力区間!$AG$11)","v":1.21},"ｍ"]
[null,null,"⑦ 立上り",null,"=",{"$f":"IF(入力区間!$K$11=\"\",0,ROUND(入力区間!$K$11,2))","v":1.5},"ｍ"]
[null,null,"⑧ 他損失水頭等",null,"=",{"$f":"IF(入力区間!$AA$11=\"\",0,ROUND(入力区間!$AA$11,2))","v":3},"ｍ",{"$f":"IF(入力区間!$AB$11=\"\",\"\",\"（\"&入力区間!$AB$11&\"）\")","v":"（給水栓の所要水頭）"}]
[null,null,"⑨ 区間所要水頭 h1",null,"=","⑥＋⑦＋⑧"]
[null,null,null,null,"=",{"$f":"IF(F9=\"\",\"\",F9)","v":1.21},"＋",{"$f":"IF(F10=\"\",\"\",F10)","v":1.5},"＋",{"$f":"IF(F11=\"\",\"\",F11)","v":3}]
[null,null,null,null,"=",{"$f":"IF(入力区間!$D$11=\"\",\"\",入力区間!$D$11)","v":2.71},"ｍ"]
[null,null,"⑩ 累計所要水頭 H1",null,"=","h1"]
[null,null,null,null,"=",{"$f":"IF(入力区間!$C$11=\"\",\"\",入力区間!$C$11)","v":2.71},"ｍ"]
[]
[]
[null,"２．区　間",null,{"$f":"IF(入力区間!$G$12=\"\",\"\",入力区間!$G$12)","v":"B-C"}]
[null,null,"① 仮定口径",null,"=",{"$f":"IF(入力区間!$I$12=\"\",\"\",入力区間!$I$12)","v":20},"ｍｍ"]
[null,null,"② 管延長",null,"=",{"$f":"IF(入力区間!$J$12=\"\",\"\",入力区間!$J$12)","v":3.5},"ｍ"]
[null,null,"③ 直管換算長",null,"=",{"$f":"IF(入力区間!$AW$12=\"\",\"\",入力区間!$AW$12)","v":0},"ｍ"]
[null,null,"④ 流量",null,"=",{"$f":"IF(入力区間!$H$12=\"\",\"\",入力区間!$H$12)","v":0.2},"Ｌ/sec"]
[null,null,"⑤ 動水勾配",null,"=",{"$f":"IF(入力区間!$AE$12=\"\",\"\",入力区間!$AE$12)","v":33},"‰",{"$f":"IF(入力区間!$AD$12=\"\",\"\",IF(入力区間!$AD$12=\"W\",\"（ウエストン公式より）\",\"（Ｈ．ウィリアムス公式より）\"))","v":"（ウエストン公式より）"}]
[null,null,"⑥ 損失水頭",null,"=","⑤×(②＋③)"]
[null,null,null,null,"=",{"$f":"IF(F24=\"\",\"\",F24/1000)","v":3.3000000000000002E-2},"× (",{"$f":"IF(F21=\"\",\"\",F21)","v":3.5},"＋",{"$f":"IF(F22=\"\",\"\",F22)","v":0},")"]
[null,null,null,null,"=",{"$f":"IF(入力区間!$AG$12=\"\",\"\",入力区間!$AG$12)","v":0.13},"ｍ"]
[null,null,"⑦ 立上り",null,"=",{"$f":"IF(入力区間!$K$12=\"\",0,ROUND(入力区間!$K$12,2))","v":0},"ｍ"]
[null,null,"⑧ 他損失水頭等",null,"=",{"$f":"IF(入力区間!$AA$12=\"\",0,ROUND(入力区間!$AA$12,2))","v":0},"ｍ",{"$f":"IF(入力区間!$AB$12=\"\",\"\",\"（\"&入力区間!$AB$12&\"）\")","v":""}]
[null,null,"⑨ 区間所要水頭 h2",null,"=","⑥＋⑦＋⑧"]
[null,null,null,null,"=",{"$f":"IF(F27=\"\",\"\",F27)","v":0.13},"＋",{"$f":"IF(F28=\"\",\"\",F28)","v":0},"＋",{"$f":"IF(F29=\"\",\"\",F29)","v":0}]
[null,null,null,null,"=",{"$f":"IF(入力区間!$D$12=\"\",\"\",入力区間!$D$12)","v":0.13},"ｍ"]
[null,null,"⑩ 累計所要水頭 H2",null,"=","h2＋H1"]
[null,null,null,null,"=",{"$f":"IF(F32=\"\",\"\",F32)","v":0.13},"＋",{"$f":"IF(F16=\"\",\"\",F16)","v":2.71}]
[null,null,null,null,"=",{"$f":"IF(入力区間!$C$12=\"\",\"\",入力区間!$C$12)","v":2.84},"ｍ"]
[]
[null,"３．区　間",null,{"$f":"IF(入力区間!$G$13=\"\",\"\",入力区間!$G$13)","v":"C-D"}]
[null,null,"① 仮定口径",null,"=",{"$f":"IF(入力区間!$I$13=\"\",\"\",入力区間!$I$13)","v":20},"ｍｍ"]
[null,null,"② 管延長",null,"=",{"$f":"IF(入力区間!$J$13=\"\",\"\",入力区間!$J$13)","v":13},"ｍ"]
[null,null,"③ 直管換算長",null,"=",{"$f":"IF(入力区間!$AW$13=\"\",\"\",入力区間!$AW$13)","v":0.15},"ｍ"]
[null,null,"④ 流量",null,"=",{"$f":"IF(入力区間!$H$13=\"\",\"\",入力区間!$H$13)","v":0.33},"Ｌ/sec"]
[null,null,"⑤ 動水勾配",null,"=",{"$f":"IF(入力区間!$AE$13=\"\",\"\",入力区間!$AE$13)","v":78},"‰",{"$f":"IF(入力区間!$AD$13=\"\",\"\",IF(入力区間!$AD$13=\"W\",\"（ウエストン公式より）\",\"（Ｈ．ウィリアムス公式より）\"))","v":"（ウエストン公式より）"}]
[null,null,"⑥ 損失水頭",null,"=","⑤×(②＋③)"]
[null,null,null,null,"=",{"$f":"IF(F42=\"\",\"\",F42/1000)","v":7.8E-2},"× (",{"$f":"IF(F39=\"\",\"\",F39)","v":13},"＋",{"$f":"IF(F40=\"\",\"\",F40)","v":0.15},")"]
[null,null,null,null,"=",{"$f":"IF(入力区間!$AG$13=\"\",\"\",入力区間!$AG$13)","v":1.1299999999999999},"ｍ"]
[null,null,"⑦ 立上り",null,"=",{"$f":"IF(入力区間!$K$13=\"\",0,ROUND(入力区間!$K$13,2))","v":7},"ｍ"]
[null,null,"⑧ 他損失水頭等",null,"=",{"$f":"IF(入力区間!$AA$13=\"\",0,ROUND(入力区間!$AA$13,2))","v":0},"ｍ",{"$f":"IF(入力区間!$AB$13=\"\",\"\",\"（\"&入力区間!$AB$13&\"）\")","v":""}]
[null,null,"⑨ 区間所要水頭 h3",null,"=","⑥＋⑦＋⑧"]
[null,null,null,null,"=",{"$f":"IF(F45=\"\",\"\",F45)","v":1.1299999999999999},"＋",{"$f":"IF(F46=\"\",\"\",F46)","v":7},"＋",{"$f":"IF(F47=\"\",\"\",F47)","v":0}]
[null,null,null,null,"=",{"$f":"IF(入力区間!$D$13=\"\",\"\",入力区間!$D$13)","v":8.129999999999999},"ｍ"]
[null,null,"⑩ 累計所要水頭 H3",null,"=","h3＋H2"]
[null,null,null,null,"=",{"$f":"IF(F50=\"\",\"\",F50)","v":8.129999999999999},"＋",{"$f":"IF(F35=\"\",\"\",F35)","v":2.84}]
[null,null,null,null,"=",{"$f":"IF(入力区間!$C$13=\"\",\"\",入力区間!$C$13)","v":10.969999999999999},"ｍ"]
[]
[null,"４．区　間",null,{"$f":"IF(入力区間!$G$14=\"\",\"\",入力区間!$G$14)","v":"D-E"}]
[null,null,"① 仮定口径",null,"=",{"$f":"IF(入力区間!$I$14=\"\",\"\",入力区間!$I$14)","v":20},"ｍｍ"]
[null,null,"② 管延長",null,"=",{"$f":"IF(入力区間!$J$14=\"\",\"\",入力区間!$J$14)","v":5.5},"ｍ"]
[null,null,"③ 直管換算長",null,"=",{"$f":"IF(入力区間!$AW$14=\"\",\"\",入力区間!$AW$14)","v":11.05},"ｍ"]
[null,null,"④ 流量",null,"=",{"$f":"IF(入力区間!$H$14=\"\",\"\",入力区間!$H$14)","v":0.53},"Ｌ/sec"]
[null,null,"⑤ 動水勾配",null,"=",{"$f":"IF(入力区間!$AE$14=\"\",\"\",入力区間!$AE$14)","v":177},"‰",{"$f":"IF(入力区間!$AD$14=\"\",\"\",IF(入力区間!$AD$14=\"W\",\"（ウエストン公式より）\",\"（Ｈ．ウィリアムス公式より）\"))","v":"（ウエストン公式より）"}]
[null,null,"⑥ 損失水頭",null,"=","⑤×(②＋③)"]
[null,null,null,null,"=",{"$f":"IF(F60=\"\",\"\",F60/1000)","v":0.17699999999999999},"× (",{"$f":"IF(F57=\"\",\"\",F57)","v":5.5},"＋",{"$f":"IF(F58=\"\",\"\",F58)","v":11.05},")"]
[null,null,null,null,"=",{"$f":"IF(入力区間!$AG$14=\"\",\"\",入力区間!$AG$14)","v":3.22},"ｍ"]
[null,null,"⑦ 立上り",null,"=",{"$f":"IF(入力区間!$K$14=\"\",0,ROUND(入力区間!$K$14,2))","v":0},"ｍ"]
[null,null,"⑧ 他損失水頭等",null,"=",{"$f":"IF(入力区間!$AA$14=\"\",0,ROUND(入力区間!$AA$14,2))","v":0},"ｍ",{"$f":"IF(入力区間!$AB$14=\"\",\"\",\"（\"&入力区間!$AB$14&\"）\")","v":""}]
[null,null,"⑨ 区間所要水頭 h4",null,"=","⑥＋⑦＋⑧"]
[null,null,null,null,"=",{"$f":"IF(F63=\"\",\"\",F63)","v":3.22},"＋",{"$f":"IF(F64=\"\",\"\",F64)","v":0},"＋",{"$f":"IF(F65=\"\",\"\",F65)","v":0}]
[null,null,null,null,"=",{"$f":"IF(入力区間!$D$14=\"\",\"\",入力区間!$D$14)","v":3.22},"ｍ"]
[null,null,"⑩ 累計所要水頭 H4",null,"=","h4＋H3"]
[null,null,null,null,"=",{"$f":"IF(F68=\"\",\"\",F68)","v":3.22},"＋",{"$f":"IF(F53=\"\",\"\",F53)","v":10.969999999999999}]
[null,null,null,null,"=",{"$f":"IF(入力区間!$C$14=\"\",\"\",入力区間!$C$14)","v":14.19},"ｍ"]
[]
[null,"５．区　間",null,{"$f":"IF(入力区間!$G$15=\"\",\"\",入力区間!$G$15)","v":"E-F"}]
[null,null,"① 仮定口径",null,"=",{"$f":"IF(入力区間!$I$15=\"\",\"\",入力区間!$I$15)","v":25},"ｍｍ"]
[null,null,"② 管延長",null,"=",{"$f":"IF(入力区間!$J$15=\"\",\"\",入力区間!$J$15)","v":2.5},"ｍ"]
[null,null,"③ 直管換算長",null,"=",{"$f":"IF(入力区間!$AW$15=\"\",\"\",入力区間!$AW$15)","v":1},"ｍ"]
[null,null,"④ 流量",null,"=",{"$f":"IF(入力区間!$H$15=\"\",\"\",入力区間!$H$15)","v":0.53},"Ｌ/sec"]
[null,null,"⑤ 動水勾配",null,"=",{"$f":"IF(入力区間!$AE$15=\"\",\"\",入力区間!$AE$15)","v":64},"‰",{"$f":"IF(入力区間!$AD$15=\"\",\"\",IF(入力区間!$AD$15=\"W\",\"（ウエストン公式より）\",\"（Ｈ．ウィリアムス公式より）\"))","v":"（ウエストン公式より）"}]
[null,null,"⑥ 損失水頭",null,"=","⑤×(②＋③)"]
[null,null,null,null,"=",{"$f":"IF(F78=\"\",\"\",F78/1000)","v":6.4000000000000001E-2},"× (",{"$f":"IF(F75=\"\",\"\",F75)","v":2.5},"＋",{"$f":"IF(F76=\"\",\"\",F76)","v":1},")"]
[null,null,null,null,"=",{"$f":"IF(入力区間!$AG$15=\"\",\"\",入力区間!$AG$15)","v":0.25},"ｍ"]
[null,null,"⑦ 立上り",null,"=",{"$f":"IF(入力区間!$K$15=\"\",0,ROUND(入力区間!$K$15,2))","v":0.9},"ｍ"]
[null,null,"⑧ 他損失水頭等",null,"=",{"$f":"IF(入力区間!$AA$15=\"\",0,ROUND(入力区間!$AA$15,2))","v":0},"ｍ",{"$f":"IF(入力区間!$AB$15=\"\",\"\",\"（\"&入力区間!$AB$15&\"）\")","v":""}]
[null,null,"⑨ 区間所要水頭 h5",null,"=","⑥＋⑦＋⑧"]
[null,null,null,null,"=",{"$f":"IF(F81=\"\",\"\",F81)","v":0.25},"＋",{"$f":"IF(F82=\"\",\"\",F82)","v":0.9},"＋",{"$f":"IF(F83=\"\",\"\",F83)","v":0}]
[null,null,null,null,"=",{"$f":"IF(入力区間!$D$15=\"\",\"\",入力区間!$D$15)","v":1.1499999999999999},"ｍ"]
[null,null,"⑩ 累計所要水頭 H5",null,"=","h5＋H4"]
[null,null,null,null,"=",{"$f":"IF(F86=\"\",\"\",F86)","v":1.1499999999999999},"＋",{"$f":"IF(F71=\"\",\"\",F71)","v":14.19}]
[null,null,null,null,"=",{"$f":"IF(入力区間!$C$15=\"\",\"\",入力区間!$C$15)","v":15.34},"ｍ"]
[]
[null,"６．区　間",null,{"$f":"IF(入力区間!$G$16=\"\",\"\",入力区間!$G$16)","v":""}]
[null,null,"① 仮定口径",null,"=",{"$f":"IF(入力区間!$I$16=\"\",\"\",入力区間!$I$16)","v":""},"ｍｍ"]
[null,null,"② 管延長",null,"=",{"$f":"IF(入力区間!$J$16=\"\",\"\",入力区間!$J$16)","v":""},"ｍ"]
[null,null,"③ 直管換算長",null,"=",{"$f":"IF(入力区間!$AW$16=\"\",\"\",入力区間!$AW$16)","v":""},"ｍ"]
[null,null,"④ 流量",null,"=",{"$f":"IF(入力区間!$H$16=\"\",\"\",入力区間!$H$16)","v":""},"Ｌ/sec"]
[null,null,"⑤ 動水勾配",null,"=",{"$f":"IF(入力区間!$AE$16=\"\",\"\",入力区間!$AE$16)","v":""},"‰",{"$f":"IF(入力区間!$AD$16=\"\",\"\",IF(入力区間!$AD$16=\"W\",\"（ウエストン公式より）\",\"（Ｈ．ウィリアムス公式より）\"))","v":""}]
[null,null,"⑥ 損失水頭",null,"=","⑤×(②＋③)"]
[null,null,null,null,"=",{"$f":"IF(F96=\"\",\"\",F96/1000)","v":""},"× (",{"$f":"IF(F93=\"\",\"\",F93)","v":""},"＋",{"$f":"IF(F94=\"\",\"\",F94)","v":""},")"]
[null,null,null,null,"=",{"$f":"IF(入力区間!$AG$16=\"\",\"\",入力区間!$AG$16)","v":""},"ｍ"]
[null,null,"⑦ 立上り",null,"=",{"$f":"IF(入力区間!$K$16=\"\",0,ROUND(入力区間!$K$16,2))","v":0},"ｍ"]
[null,null,"⑧ 他損失水頭等",null,"=",{"$f":"IF(入力区間!$AA$16=\"\",0,ROUND(入力区間!$AA$16,2))","v":0},"ｍ",{"$f":"IF(入力区間!$AB$16=\"\",\"\",\"（\"&入力区間!$AB$16&\"）\")","v":""}]
[null,null,"⑨ 区間所要水頭 h6",null,"=","⑥＋⑦＋⑧"]
[null,null,null,null,"=",{"$f":"IF(F99=\"\",\"\",F99)","v":""},"＋",{"$f":"IF(F100=\"\",\"\",F100)","v":0},"＋",{"$f":"IF(F101=\"\",\"\",F101)","v":0}]
[null,null,null,null,"=",{"$f":"IF(入力区間!$D$16=\"\",\"\",入力区間!$D$16)","v":""},"ｍ"]
[null,null,"⑩ 累計所要水頭 H6",null,"=","h6＋H5"]
[null,null,null,null,"=",{"$f":"IF(F104=\"\",\"\",F104)","v":""},"＋",{"$f":"IF(F89=\"\",\"\",F89)","v":15.34}]
[null,null,null,null,"=",{"$f":"IF(入力区間!$C$16=\"\",\"\",入力区間!$C$16)","v":""},"ｍ"]
[]
[null,"７．区　間",null,{"$f":"IF(入力区間!$G$17=\"\",\"\",入力区間!$G$17)","v":""}]
[null,null,"① 仮定口径",null,"=",{"$f":"IF(入力区間!$I$17=\"\",\"\",入力区間!$I$17)","v":""},"ｍｍ"]
[null,null,"② 管延長",null,"=",{"$f":"IF(入力区間!$J$17=\"\",\"\",入力区間!$J$17)","v":""},"ｍ"]
[null,null,"③ 直管換算長",null,"=",{"$f":"IF(入力区間!$AW$17=\"\",\"\",入力区間!$AW$17)","v":""},"ｍ"]
[null,null,"④ 流量",null,"=",{"$f":"IF(入力区間!$H$17=\"\",\"\",入力区間!$H$17)","v":""},"Ｌ/sec"]
[null,null,"⑤ 動水勾配",null,"=",{"$f":"IF(入力区間!$AE$17=\"\",\"\",入力区間!$AE$17)","v":""},"‰",{"$f":"IF(入力区間!$AD$17=\"\",\"\",IF(入力区間!$AD$17=\"W\",\"（ウエストン公式より）\",\"（Ｈ．ウィリアムス公式より）\"))","v":""}]
[null,null,"⑥ 損失水頭",null,"=","⑤×(②＋③)"]
[null,null,null,null,"=",{"$f":"IF(F114=\"\",\"\",F114/1000)","v":""},"× (",{"$f":"IF(F111=\"\",\"\",F111)","v":""},"＋",{"$f":"IF(F112=\"\",\"\",F112)","v":""},")"]
[null,null,null,null,"=",{"$f":"IF(入力区間!$AG$17=\"\",\"\",入力区間!$AG$17)","v":""},"ｍ"]
[null,null,"⑦ 立上り",null,"=",{"$f":"IF(入力区間!$K$17=\"\",0,ROUND(入力区間!$K$17,2))","v":0},"ｍ"]
[null,null,"⑧ 他損失水頭等",null,"=",{"$f":"IF(入力区間!$AA$17=\"\",0,ROUND(入力区間!$AA$17,2))","v":0},"ｍ",{"$f":"IF(入力区間!$AB$17=\"\",\"\",\"（\"&入力区間!$AB$17&\"）\")","v":""}]
[null,null,"⑨ 区間所要水頭 h7",null,"=","⑥＋⑦＋⑧"]
[null,null,null,null,"=",{"$f":"IF(F117=\"\",\"\",F117)","v":""},"＋",{"$f":"IF(F118=\"\",\"\",F118)","v":0},"＋",{"$f":"IF(F119=\"\",\"\",F119)","v":0}]
[null,null,null,null,"=",{"$f":"IF(入力区間!$D$17=\"\",\"\",入力区間!$D$17)","v":""},"ｍ"]
[null,null,"⑩ 累計所要水頭 H7",null,"=","h7＋H6"]
[null,null,null,null,"=",{"$f":"IF(F122=\"\",\"\",F122)","v":""},"＋",{"$f":"IF(F107=\"\",\"\",F107)","v":""}]
[null,null,null,null,"=",{"$f":"IF(入力区間!$C$17=\"\",\"\",入力区間!$C$17)","v":""},"ｍ"]
[]
[null,"８．区　間",null,{"$f":"IF(入力区間!$G$18=\"\",\"\",入力区間!$G$18)","v":""}]
[null,null,"① 仮定口径",null,"=",{"$f":"IF(入力区間!$I$18=\"\",\"\",入力区間!$I$18)","v":""},"ｍｍ"]
[null,null,"② 管延長",null,"=",{"$f":"IF(入力区間!$J$18=\"\",\"\",入力区間!$J$18)","v":""},"ｍ"]
[null,null,"③ 直管換算長",null,"=",{"$f":"IF(入力区間!$AW$18=\"\",\"\",入力区間!$AW$18)","v":""},"ｍ"]
[null,null,"④ 流量",null,"=",{"$f":"IF(入力区間!$H$18=\"\",\"\",入力区間!$H$18)","v":""},"Ｌ/sec"]
[null,null,"⑤ 動水勾配",null,"=",{"$f":"IF(入力区間!$AE$18=\"\",\"\",入力区間!$AE$18)","v":""},"‰",{"$f":"IF(入力区間!$AD$18=\"\",\"\",IF(入力区間!$AD$18=\"W\",\"（ウエストン公式より）\",\"（Ｈ．ウィリアムス公式より）\"))","v":""}]
[null,null,"⑥ 損失水頭",null,"=","⑤×(②＋③)"]
[null,null,null,null,"=",{"$f":"IF(F132=\"\",\"\",F132/1000)","v":""},"× (",{"$f":"IF(F129=\"\",\"\",F129)","v":""},"＋",{"$f":"IF(F130=\"\",\"\",F130)","v":""},")"]
[null,null,null,null,"=",{"$f":"IF(入力区間!$AG$18=\"\",\"\",入力区間!$AG$18)","v":""},"ｍ"]
[null,null,"⑦ 立上り",null,"=",{"$f":"IF(入力区間!$K$18=\"\",0,ROUND(入力区間!$K$18,2))","v":0},"ｍ"]
[null,null,"⑧ 他損失水頭等",null,"=",{"$f":"IF(入力区間!$AA$18=\"\",0,ROUND(入力区間!$AA$18,2))","v":0},"ｍ",{"$f":"IF(入力区間!$AB$18=\"\",\"\",\"（\"&入力区間!$AB$18&\"）\")","v":""}]
[null,null,"⑨ 区間所要水頭 h8",null,"=","⑥＋⑦＋⑧"]
[null,null,null,null,"=",{"$f":"IF(F135=\"\",\"\",F135)","v":""},"＋",{"$f":"IF(F136=\"\",\"\",F136)","v":0},"＋",{"$f":"IF(F137=\"\",\"\",F137)","v":0}]
[null,null,null,null,"=",{"$f":"IF(入力区間!$D$18=\"\",\"\",入力区間!$D$18)","v":""},"ｍ"]
[null,null,"⑩ 累計所要水頭 H8",null,"=","h8＋H7"]
[null,null,null,null,"=",{"$f":"IF(F140=\"\",\"\",F140)","v":""},"＋",{"$f":"IF(F125=\"\",\"\",F125)","v":""}]
[null,null,null,null,"=",{"$f":"IF(入力区間!$C$18=\"\",\"\",入力区間!$C$18)","v":""},"ｍ"]
[]
[null,"９．区　間",null,{"$f":"IF(入力区間!$G$19=\"\",\"\",入力区間!$G$19)","v":""}]
[null,null,"① 仮定口径",null,"=",{"$f":"IF(入力区間!$I$19=\"\",\"\",入力区間!$I$19)","v":""},"ｍｍ"]
[null,null,"② 管延長",null,"=",{"$f":"IF(入力区間!$J$19=\"\",\"\",入力区間!$J$19)","v":""},"ｍ"]
[null,null,"③ 直管換算長",null,"=",{"$f":"IF(入力区間!$AW$19=\"\",\"\",入力区間!$AW$19)","v":""},"ｍ"]
[null,null,"④ 流量",null,"=",{"$f":"IF(入力区間!$H$19=\"\",\"\",入力区間!$H$19)","v":""},"Ｌ/sec"]
[null,null,"⑤ 動水勾配",null,"=",{"$f":"IF(入力区間!$AE$19=\"\",\"\",入力区間!$AE$19)","v":""},"‰",{"$f":"IF(入力区間!$AD$19=\"\",\"\",IF(入力区間!$AD$19=\"W\",\"（ウエストン公式より）\",\"（Ｈ．ウィリアムス公式より）\"))","v":""}]
[null,null,"⑥ 損失水頭",null,"=","⑤×(②＋③)"]
[null,null,null,null,"=",{"$f":"IF(F150=\"\",\"\",F150/1000)","v":""},"× (",{"$f":"IF(F147=\"\",\"\",F147)","v":""},"＋",{"$f":"IF(F148=\"\",\"\",F148)","v":""},")"]
[null,null,null,null,"=",{"$f":"IF(入力区間!$AG$19=\"\",\"\",入力区間!$AG$19)","v":""},"ｍ"]
[null,null,"⑦ 立上り",null,"=",{"$f":"IF(入力区間!$K$19=\"\",0,ROUND(入力区間!$K$19,2))","v":0},"ｍ"]
[null,null,"⑧ 他損失水頭等",null,"=",{"$f":"IF(入力区間!$AA$19=\"\",0,ROUND(入力区間!$AA$19,2))","v":0},"ｍ",{"$f":"IF(入力区間!$AB$19=\"\",\"\",\"（\"&入力区間!$AB$19&\"）\")","v":""}]
[null,null,"⑨ 区間所要水頭 h9",null,"=","⑥＋⑦＋⑧"]
[null,null,null,null,"=",{"$f":"IF(F153=\"\",\"\",F153)","v":""},"＋",{"$f":"IF(F154=\"\",\"\",F154)","v":0},"＋",{"$f":"IF(F155=\"\",\"\",F155)","v":0}]
[null,null,null,null,"=",{"$f":"IF(入力区間!$D$19=\"\",\"\",入力区間!$D$19)","v":""},"ｍ"]
[null,null,"⑩ 累計所要水頭 H9",null,"=","h9＋H8"]
[null,null,null,null,"=",{"$f":"IF(F158=\"\",\"\",F158)","v":""},"＋",{"$f":"IF(F143=\"\",\"\",F143)","v":""}]
[null,null,null,null,"=",{"$f":"IF(入力区間!$C$19=\"\",\"\",入力区間!$C$19)","v":""},"ｍ"]
[]
[null,"10．区　間",null,{"$f":"IF(入力区間!$G$20=\"\",\"\",入力区間!$G$20)","v":""}]
[null,null,"① 仮定口径",null,"=",{"$f":"IF(入力区間!$I$20=\"\",\"\",入力区間!$I$20)","v":""},"ｍｍ"]
[null,null,"② 管延長",null,"=",{"$f":"IF(入力区間!$J$20=\"\",\"\",入力区間!$J$20)","v":""},"ｍ"]
[null,null,"③ 直管換算長",null,"=",{"$f":"IF(入力区間!$AW$20=\"\",\"\",入力区間!$AW$20)","v":""},"ｍ"]
[null,null,"④ 流量",null,"=",{"$f":"IF(入力区間!$H$20=\"\",\"\",入力区間!$H$20)","v":""},"Ｌ/sec"]
[null,null,"⑤ 動水勾配",null,"=",{"$f":"IF(入力区間!$AE$20=\"\",\"\",入力区間!$AE$20)","v":""},"‰",{"$f":"IF(入力区間!$AD$20=\"\",\"\",IF(入力区間!$AD$20=\"W\",\"（ウエストン公式より）\",\"（Ｈ．ウィリアムス公式より）\"))","v":""}]
[null,null,"⑥ 損失水頭",null,"=","⑤×(②＋③)"]
[null,null,null,null,"=",{"$f":"IF(F168=\"\",\"\",F168/1000)","v":""},"× (",{"$f":"IF(F165=\"\",\"\",F165)","v":""},"＋",{"$f":"IF(F166=\"\",\"\",F166)","v":""},")"]
[null,null,null,null,"=",{"$f":"IF(入力区間!$AG$20=\"\",\"\",入力区間!$AG$20)","v":""},"ｍ"]
[null,null,"⑦ 立上り",null,"=",{"$f":"IF(入力区間!$K$20=\"\",0,ROUND(入力区間!$K$20,2))","v":0},"ｍ"]
[null,null,"⑧ 他損失水頭等",null,"=",{"$f":"IF(入力区間!$AA$20=\"\",0,ROUND(入力区間!$AA$20,2))","v":0},"ｍ",{"$f":"IF(入力区間!$AB$20=\"\",\"\",\"（\"&入力区間!$AB$20&\"）\")","v":""}]
[null,null,"⑨ 区間所要水頭 h10",null,"=","⑥＋⑦＋⑧"]
[null,null,null,null,"=",{"$f":"IF(F171=\"\",\"\",F171)","v":""},"＋",{"$f":"IF(F172=\"\",\"\",F172)","v":0},"＋",{"$f":"IF(F173=\"\",\"\",F173)","v":0}]
[null,null,null,null,"=",{"$f":"IF(入力区間!$D$20=\"\",\"\",入力区間!$D$20)","v":""},"ｍ"]
[null,null,"⑩ 累計所要水頭 H10",null,"=","h10＋H9"]
[null,null,null,null,"=",{"$f":"IF(F176=\"\",\"\",F176)","v":""},"＋",{"$f":"IF(F161=\"\",\"\",F161)","v":""}]
[null,null,null,null,"=",{"$f":"IF(入力区間!$C$20=\"\",\"\",入力区間!$C$20)","v":""},"ｍ"]
[]
[null,"11．区　間",null,{"$f":"IF(入力区間!$G$21=\"\",\"\",入力区間!$G$21)","v":""}]
[null,null,"① 仮定口径",null,"=",{"$f":"IF(入力区間!$I$21=\"\",\"\",入力区間!$I$21)","v":""},"ｍｍ"]
[null,null,"② 管延長",null,"=",{"$f":"IF(入力区間!$J$21=\"\",\"\",入力区間!$J$21)","v":""},"ｍ"]
[null,null,"③ 直管換算長",null,"=",{"$f":"IF(入力区間!$AW$21=\"\",\"\",入力区間!$AW$21)","v":""},"ｍ"]
[null,null,"④ 流量",null,"=",{"$f":"IF(入力区間!$H$21=\"\",\"\",入力区間!$H$21)","v":""},"Ｌ/sec"]
[null,null,"⑤ 動水勾配",null,"=",{"$f":"IF(入力区間!$AE$21=\"\",\"\",入力区間!$AE$21)","v":""},"‰",{"$f":"IF(入力区間!$AD$21=\"\",\"\",IF(入力区間!$AD$21=\"W\",\"（ウエストン公式より）\",\"（Ｈ．ウィリアムス公式より）\"))","v":""}]
[null,null,"⑥ 損失水頭",null,"=","⑤×(②＋③)"]
[null,null,null,null,"=",{"$f":"IF(F186=\"\",\"\",F186/1000)","v":""},"× (",{"$f":"IF(F183=\"\",\"\",F183)","v":""},"＋",{"$f":"IF(F184=\"\",\"\",F184)","v":""},")"]
[null,null,null,null,"=",{"$f":"IF(入力区間!$AG$21=\"\",\"\",入力区間!$AG$21)","v":""},"ｍ"]
[null,null,"⑦ 立上り",null,"=",{"$f":"IF(入力区間!$K$21=\"\",0,ROUND(入力区間!$K$21,2))","v":0},"ｍ"]
[null,null,"⑧ 他損失水頭等",null,"=",{"$f":"IF(入力区間!$AA$21=\"\",0,ROUND(入力区間!$AA$21,2))","v":0},"ｍ",{"$f":"IF(入力区間!$AB$21=\"\",\"\",\"（\"&入力区間!$AB$21&\"）\")","v":""}]
[null,null,"⑨ 区間所要水頭 h11",null,"=","⑥＋⑦＋⑧"]
[null,null,null,null,"=",{"$f":"IF(F189=\"\",\"\",F189)","v":""},"＋",{"$f":"IF(F190=\"\",\"\",F190)","v":0},"＋",{"$f":"IF(F191=\"\",\"\",F191)","v":0}]
[null,null,null,null,"=",{"$f":"IF(入力区間!$D$21=\"\",\"\",入力区間!$D$21)","v":""},"ｍ"]
[null,null,"⑩ 累計所要水頭 H11",null,"=","h11＋H10"]
[null,null,null,null,"=",{"$f":"IF(F194=\"\",\"\",F194)","v":""},"＋",{"$f":"IF(F179=\"\",\"\",F179)","v":""}]
[null,null,null,null,"=",{"$f":"IF(入力区間!$C$21=\"\",\"\",入力区間!$C$21)","v":""},"ｍ"]
[]
[null,"12．区　間",null,{"$f":"IF(入力区間!$G$22=\"\",\"\",入力区間!$G$22)","v":""}]
[null,null,"① 仮定口径",null,"=",{"$f":"IF(入力区間!$I$22=\"\",\"\",入力区間!$I$22)","v":""},"ｍｍ"]
[null,null,"② 管延長",null,"=",{"$f":"IF(入力区間!$J$22=\"\",\"\",入力区間!$J$22)","v":""},"ｍ"]
[null,null,"③ 直管換算長",null,"=",{"$f":"IF(入力区間!$AW$22=\"\",\"\",入力区間!$AW$22)","v":""},"ｍ"]
[null,null,"④ 流量",null,"=",{"$f":"IF(入力区間!$H$22=\"\",\"\",入力区間!$H$22)","v":""},"Ｌ/sec"]
[null,null,"⑤ 動水勾配",null,"=",{"$f":"IF(入力区間!$AE$22=\"\",\"\",入力区間!$AE$22)","v":""},"‰",{"$f":"IF(入力区間!$AD$22=\"\",\"\",IF(入力区間!$AD$22=\"W\",\"（ウエストン公式より）\",\"（Ｈ．ウィリアムス公式より）\"))","v":""}]
[null,null,"⑥ 損失水頭",null,"=","⑤×(②＋③)"]
[null,null,null,null,"=",{"$f":"IF(F204=\"\",\"\",F204/1000)","v":""},"× (",{"$f":"IF(F201=\"\",\"\",F201)","v":""},"＋",{"$f":"IF(F202=\"\",\"\",F202)","v":""},")"]
[null,null,null,null,"=",{"$f":"IF(入力区間!$AG$22=\"\",\"\",入力区間!$AG$22)","v":""},"ｍ"]
[null,null,"⑦ 立上り",null,"=",{"$f":"IF(入力区間!$K$22=\"\",0,ROUND(入力区間!$K$22,2))","v":0},"ｍ"]
[null,null,"⑧ 他損失水頭等",null,"=",{"$f":"IF(入力区間!$AA$22=\"\",0,ROUND(入力区間!$AA$22,2))","v":0},"ｍ",{"$f":"IF(入力区間!$AB$22=\"\",\"\",\"（\"&入力区間!$AB$22&\"）\")","v":""}]
[null,null,"⑨ 区間所要水頭 h12",null,"=","⑥＋⑦＋⑧"]
[null,null,null,null,"=",{"$f":"IF(F207=\"\",\"\",F207)","v":""},"＋",{"$f":"IF(F208=\"\",\"\",F208)","v":0},"＋",{"$f":"IF(F209=\"\",\"\",F209)","v":0}]
[null,null,null,null,"=",{"$f":"IF(入力区間!$D$22=\"\",\"\",入力区間!$D$22)","v":""},"ｍ"]
[null,null,"⑩ 累計所要水頭 H12",null,"=","h12＋H11"]
[null,null,null,null,"=",{"$f":"IF(F212=\"\",\"\",F212)","v":""},"＋",{"$f":"IF(F197=\"\",\"\",F197)","v":""}]
[null,null,null,null,"=",{"$f":"IF(入力区間!$C$22=\"\",\"\",入力区間!$C$22)","v":""},"ｍ"]
[]
[null,"13．区　間",null,{"$f":"IF(入力区間!$G$23=\"\",\"\",入力区間!$G$23)","v":""}]
[null,null,"① 仮定口径",null,"=",{"$f":"IF(入力区間!$I$23=\"\",\"\",入力区間!$I$23)","v":""},"ｍｍ"]
[null,null,"② 管延長",null,"=",{"$f":"IF(入力区間!$J$23=\"\",\"\",入力区間!$J$23)","v":""},"ｍ"]
[null,null,"③ 直管換算長",null,"=",{"$f":"IF(入力区間!$AW$23=\"\",\"\",入力区間!$AW$23)","v":""},"ｍ"]
[null,null,"④ 流量",null,"=",{"$f":"IF(入力区間!$H$23=\"\",\"\",入力区間!$H$23)","v":""},"Ｌ/sec"]
[null,null,"⑤ 動水勾配",null,"=",{"$f":"IF(入力区間!$AE$23=\"\",\"\",入力区間!$AE$23)","v":""},"‰",{"$f":"IF(入力区間!$AD$23=\"\",\"\",IF(入力区間!$AD$23=\"W\",\"（ウエストン公式より）\",\"（Ｈ．ウィリアムス公式より）\"))","v":""}]
[null,null,"⑥ 損失水頭",null,"=","⑤×(②＋③)"]
[null,null,null,null,"=",{"$f":"IF(F222=\"\",\"\",F222/1000)","v":""},"× (",{"$f":"IF(F219=\"\",\"\",F219)","v":""},"＋",{"$f":"IF(F220=\"\",\"\",F220)","v":""},")"]
[null,null,null,null,"=",{"$f":"IF(入力区間!$AG$23=\"\",\"\",入力区間!$AG$23)","v":""},"ｍ"]
[null,null,"⑦ 立上り",null,"=",{"$f":"IF(入力区間!$K$23=\"\",0,ROUND(入力区間!$K$23,2))","v":0},"ｍ"]
[null,null,"⑧ 他損失水頭等",null,"=",{"$f":"IF(入力区間!$AA$23=\"\",0,ROUND(入力区間!$AA$23,2))","v":0},"ｍ",{"$f":"IF(入力区間!$AB$23=\"\",\"\",\"（\"&入力区間!$AB$23&\"）\")","v":""}]
[null,null,"⑨ 区間所要水頭 h13",null,"=","⑥＋⑦＋⑧"]
[null,null,null,null,"=",{"$f":"IF(F225=\"\",\"\",F225)","v":""},"＋",{"$f":"IF(F226=\"\",\"\",F226)","v":0},"＋",{"$f":"IF(F227=\"\",\"\",F227)","v":0}]
[null,null,null,null,"=",{"$f":"IF(入力区間!$D$23=\"\",\"\",入力区間!$D$23)","v":""},"ｍ"]
[null,null,"⑩ 累計所要水頭 H13",null,"=","h13＋H12"]
[null,null,null,null,"=",{"$f":"IF(F230=\"\",\"\",F230)","v":""},"＋",{"$f":"IF(F215=\"\",\"\",F215)","v":""}]
[null,null,null,null,"=",{"$f":"IF(入力区間!$C$23=\"\",\"\",入力区間!$C$23)","v":""},"ｍ"]
[]
[null,"14．区　間",null,{"$f":"IF(入力区間!$G$24=\"\",\"\",入力区間!$G$24)","v":""}]
[null,null,"① 仮定口径",null,"=",{"$f":"IF(入力区間!$I$24=\"\",\"\",入力区間!$I$24)","v":""},"ｍｍ"]
[null,null,"② 管延長",null,"=",{"$f":"IF(入力区間!$J$24=\"\",\"\",入力区間!$J$24)","v":""},"ｍ"]
[null,null,"③ 直管換算長",null,"=",{"$f":"IF(入力区間!$AW$24=\"\",\"\",入力区間!$AW$24)","v":""},"ｍ"]
[null,null,"④ 流量",null,"=",{"$f":"IF(入力区間!$H$24=\"\",\"\",入力区間!$H$24)","v":""},"Ｌ/sec"]
[null,null,"⑤ 動水勾配",null,"=",{"$f":"IF(入力区間!$AE$24=\"\",\"\",入力区間!$AE$24)","v":""},"‰",{"$f":"IF(入力区間!$AD$24=\"\",\"\",IF(入力区間!$AD$24=\"W\",\"（ウエストン公式より）\",\"（Ｈ．ウィリアムス公式より）\"))","v":""}]
[null,null,"⑥ 損失水頭",null,"=","⑤×(②＋③)"]
[null,null,null,null,"=",{"$f":"IF(F240=\"\",\"\",F240/1000)","v":""},"× (",{"$f":"IF(F237=\"\",\"\",F237)","v":""},"＋",{"$f":"IF(F238=\"\",\"\",F238)","v":""},")"]
[null,null,null,null,"=",{"$f":"IF(入力区間!$AG$24=\"\",\"\",入力区間!$AG$24)","v":""},"ｍ"]
[null,null,"⑦ 立上り",null,"=",{"$f":"IF(入力区間!$K$24=\"\",0,ROUND(入力区間!$K$24,2))","v":0},"ｍ"]
[null,null,"⑧ 他損失水頭等",null,"=",{"$f":"IF(入力区間!$AA$24=\"\",0,ROUND(入力区間!$AA$24,2))","v":0},"ｍ",{"$f":"IF(入力区間!$AB$24=\"\",\"\",\"（\"&入力区間!$AB$24&\"）\")","v":""}]
[null,null,"⑨ 区間所要水頭 h14",null,"=","⑥＋⑦＋⑧"]
[null,null,null,null,"=",{"$f":"IF(F243=\"\",\"\",F243)","v":""},"＋",{"$f":"IF(F244=\"\",\"\",F244)","v":0},"＋",{"$f":"IF(F245=\"\",\"\",F245)","v":0}]
[null,null,null,null,"=",{"$f":"IF(入力区間!$D$24=\"\",\"\",入力区間!$D$24)","v":""},"ｍ"]
[null,null,"⑩ 累計所要水頭 H14",null,"=","h14＋H13"]
[null,null,null,null,"=",{"$f":"IF(F248=\"\",\"\",F248)","v":""},"＋",{"$f":"IF(F233=\"\",\"\",F233)","v":""}]
[null,null,null,null,"=",{"$f":"IF(入力区間!$C$24=\"\",\"\",入力区間!$C$24)","v":""},"ｍ"]
[]
[null,"15．区　間",null,{"$f":"IF(入力区間!$G$25=\"\",\"\",入力区間!$G$25)","v":""}]
[null,null,"① 仮定口径",null,"=",{"$f":"IF(入力区間!$I$25=\"\",\"\",入力区間!$I$25)","v":""},"ｍｍ"]
[null,null,"② 管延長",null,"=",{"$f":"IF(入力区間!$J$25=\"\",\"\",入力区間!$J$25)","v":""},"ｍ"]
[null,null,"③ 直管換算長",null,"=",{"$f":"IF(入力区間!$AW$25=\"\",\"\",入力区間!$AW$25)","v":""},"ｍ"]
[null,null,"④ 流量",null,"=",{"$f":"IF(入力区間!$H$25=\"\",\"\",入力区間!$H$25)","v":""},"Ｌ/sec"]
[null,null,"⑤ 動水勾配",null,"=",{"$f":"IF(入力区間!$AE$25=\"\",\"\",入力区間!$AE$25)","v":""},"‰",{"$f":"IF(入力区間!$AD$25=\"\",\"\",IF(入力区間!$AD$25=\"W\",\"（ウエストン公式より）\",\"（Ｈ．ウィリアムス公式より）\"))","v":""}]
[null,null,"⑥ 損失水頭",null,"=","⑤×(②＋③)"]
[null,null,null,null,"=",{"$f":"IF(F258=\"\",\"\",F258/1000)","v":""},"× (",{"$f":"IF(F255=\"\",\"\",F255)","v":""},"＋",{"$f":"IF(F256=\"\",\"\",F256)","v":""},")"]
[null,null,null,null,"=",{"$f":"IF(入力区間!$AG$25=\"\",\"\",入力区間!$AG$25)","v":""},"ｍ"]
[null,null,"⑦ 立上り",null,"=",{"$f":"IF(入力区間!$K$25=\"\",0,ROUND(入力区間!$K$25,2))","v":0},"ｍ"]
[null,null,"⑧ 他損失水頭等",null,"=",{"$f":"IF(入力区間!$AA$25=\"\",0,ROUND(入力区間!$AA$25,2))","v":0},"ｍ",{"$f":"IF(入力区間!$AB$25=\"\",\"\",\"（\"&入力区間!$AB$25&\"）\")","v":""}]
[null,null,"⑨ 区間所要水頭 h15",null,"=","⑥＋⑦＋⑧"]
[null,null,null,null,"=",{"$f":"IF(F261=\"\",\"\",F261)","v":""},"＋",{"$f":"IF(F262=\"\",\"\",F262)","v":0},"＋",{"$f":"IF(F263=\"\",\"\",F263)","v":0}]
[null,null,null,null,"=",{"$f":"IF(入力区間!$D$25=\"\",\"\",入力区間!$D$25)","v":""},"ｍ"]
[null,null,"⑩ 累計所要水頭 H15",null,"=","h15＋H14"]
[null,null,null,null,"=",{"$f":"IF(F266=\"\",\"\",F266)","v":""},"＋",{"$f":"IF(F251=\"\",\"\",F251)","v":""}]
[null,null,null,null,"=",{"$f":"IF(入力区間!$C$25=\"\",\"\",入力区間!$C$25)","v":""},"ｍ"]
[]
[null,"16．区　間",null,{"$f":"IF(入力区間!$G$26=\"\",\"\",入力区間!$G$26)","v":""}]
[null,null,"① 仮定口径",null,"=",{"$f":"IF(入力区間!$I$26=\"\",\"\",入力区間!$I$26)","v":""},"ｍｍ"]
[null,null,"② 管延長",null,"=",{"$f":"IF(入力区間!$J$26=\"\",\"\",入力区間!$J$26)","v":""},"ｍ"]
[null,null,"③ 直管換算長",null,"=",{"$f":"IF(入力区間!$AW$26=\"\",\"\",入力区間!$AW$26)","v":""},"ｍ"]
[null,null,"④ 流量",null,"=",{"$f":"IF(入力区間!$H$26=\"\",\"\",入力区間!$H$26)","v":""},"Ｌ/sec"]
[null,null,"⑤ 動水勾配",null,"=",{"$f":"IF(入力区間!$AE$26=\"\",\"\",入力区間!$AE$26)","v":""},"‰",{"$f":"IF(入力区間!$AD$26=\"\",\"\",IF(入力区間!$AD$26=\"W\",\"（ウエストン公式より）\",\"（Ｈ．ウィリアムス公式より）\"))","v":""}]
[null,null,"⑥ 損失水頭",null,"=","⑤×(②＋③)"]
[null,null,null,null,"=",{"$f":"IF(F276=\"\",\"\",F276/1000)","v":""},"× (",{"$f":"IF(F273=\"\",\"\",F273)","v":""},"＋",{"$f":"IF(F274=\"\",\"\",F274)","v":""},")"]
[null,null,null,null,"=",{"$f":"IF(入力区間!$AG$26=\"\",\"\",入力区間!$AG$26)","v":""},"ｍ"]
[null,null,"⑦ 立上り",null,"=",{"$f":"IF(入力区間!$K$26=\"\",0,ROUND(入力区間!$K$26,2))","v":0},"ｍ"]
[null,null,"⑧ 他損失水頭等",null,"=",{"$f":"IF(入力区間!$AA$26=\"\",0,ROUND(入力区間!$AA$26,2))","v":0},"ｍ",{"$f":"IF(入力区間!$AB$26=\"\",\"\",\"（\"&入力区間!$AB$26&\"）\")","v":""}]
[null,null,"⑨ 区間所要水頭 h16",null,"=","⑥＋⑦＋⑧"]
[null,null,null,null,"=",{"$f":"IF(F279=\"\",\"\",F279)","v":""},"＋",{"$f":"IF(F280=\"\",\"\",F280)","v":0},"＋",{"$f":"IF(F281=\"\",\"\",F281)","v":0}]
[null,null,null,null,"=",{"$f":"IF(入力区間!$D$26=\"\",\"\",入力区間!$D$26)","v":""},"ｍ"]
[null,null,"⑩ 累計所要水頭 H16",null,"=","h16＋H15"]
[null,null,null,null,"=",{"$f":"IF(F284=\"\",\"\",F284)","v":""},"＋",{"$f":"IF(F269=\"\",\"\",F269)","v":""}]
[null,null,null,null,"=",{"$f":"IF(入力区間!$C$26=\"\",\"\",入力区間!$C$26)","v":""},"ｍ"]
[]
[null,"17．区　間",null,{"$f":"IF(入力区間!$G$27=\"\",\"\",入力区間!$G$27)","v":""}]
[null,null,"① 仮定口径",null,"=",{"$f":"IF(入力区間!$I$27=\"\",\"\",入力区間!$I$27)","v":""},"ｍｍ"]
[null,null,"② 管延長",null,"=",{"$f":"IF(入力区間!$J$27=\"\",\"\",入力区間!$J$27)","v":""},"ｍ"]
[null,null,"③ 直管換算長",null,"=",{"$f":"IF(入力区間!$AW$27=\"\",\"\",入力区間!$AW$27)","v":""},"ｍ"]
[null,null,"④ 流量",null,"=",{"$f":"IF(入力区間!$H$27=\"\",\"\",入力区間!$H$27)","v":""},"Ｌ/sec"]
[null,null,"⑤ 動水勾配",null,"=",{"$f":"IF(入力区間!$AE$27=\"\",\"\",入力区間!$AE$27)","v":""},"‰",{"$f":"IF(入力区間!$AD$27=\"\",\"\",IF(入力区間!$AD$27=\"W\",\"（ウエストン公式より）\",\"（Ｈ．ウィリアムス公式より）\"))","v":""}]
[null,null,"⑥ 損失水頭",null,"=","⑤×(②＋③)"]
[null,null,null,null,"=",{"$f":"IF(F294=\"\",\"\",F294/1000)","v":""},"× (",{"$f":"IF(F291=\"\",\"\",F291)","v":""},"＋",{"$f":"IF(F292=\"\",\"\",F292)","v":""},")"]
[null,null,null,null,"=",{"$f":"IF(入力区間!$AG$27=\"\",\"\",入力区間!$AG$27)","v":""},"ｍ"]
[null,null,"⑦ 立上り",null,"=",{"$f":"IF(入力区間!$K$27=\"\",0,ROUND(入力区間!$K$27,2))","v":0},"ｍ"]
[null,null,"⑧ 他損失水頭等",null,"=",{"$f":"IF(入力区間!$AA$27=\"\",0,ROUND(入力区間!$AA$27,2))","v":0},"ｍ",{"$f":"IF(入力区間!$AB$27=\"\",\"\",\"（\"&入力区間!$AB$27&\"）\")","v":""}]
[null,null,"⑨ 区間所要水頭 h17",null,"=","⑥＋⑦＋⑧"]
[null,null,null,null,"=",{"$f":"IF(F297=\"\",\"\",F297)","v":""},"＋",{"$f":"IF(F298=\"\",\"\",F298)","v":0},"＋",{"$f":"IF(F299=\"\",\"\",F299)","v":0}]
[null,null,null,null,"=",{"$f":"IF(入力区間!$D$27=\"\",\"\",入力区間!$D$27)","v":""},"ｍ"]
[null,null,"⑩ 累計所要水頭 H17",null,"=","h17＋H16"]
[null,null,null,null,"=",{"$f":"IF(F302=\"\",\"\",F302)","v":""},"＋",{"$f":"IF(F287=\"\",\"\",F287)","v":""}]
[null,null,null,null,"=",{"$f":"IF(入力区間!$C$27=\"\",\"\",入力区間!$C$27)","v":""},"ｍ"]
[]
[null,"18．区　間",null,{"$f":"IF(入力区間!$G$28=\"\",\"\",入力区間!$G$28)","v":""}]
[null,null,"① 仮定口径",null,"=",{"$f":"IF(入力区間!$I$28=\"\",\"\",入力区間!$I$28)","v":""},"ｍｍ"]
[null,null,"② 管延長",null,"=",{"$f":"IF(入力区間!$J$28=\"\",\"\",入力区間!$J$28)","v":""},"ｍ"]
[null,null,"③ 直管換算長",null,"=",{"$f":"IF(入力区間!$AW$28=\"\",\"\",入力区間!$AW$28)","v":""},"ｍ"]
[null,null,"④ 流量",null,"=",{"$f":"IF(入力区間!$H$28=\"\",\"\",入力区間!$H$28)","v":""},"Ｌ/sec"]
[null,null,"⑤ 動水勾配",null,"=",{"$f":"IF(入力区間!$AE$28=\"\",\"\",入力区間!$AE$28)","v":""},"‰",{"$f":"IF(入力区間!$AD$28=\"\",\"\",IF(入力区間!$AD$28=\"W\",\"（ウエストン公式より）\",\"（Ｈ．ウィリアムス公式より）\"))","v":""}]
[null,null,"⑥ 損失水頭",null,"=","⑤×(②＋③)"]
[null,null,null,null,"=",{"$f":"IF(F312=\"\",\"\",F312/1000)","v":""},"× (",{"$f":"IF(F309=\"\",\"\",F309)","v":""},"＋",{"$f":"IF(F310=\"\",\"\",F310)","v":""},")"]
[null,null,null,null,"=",{"$f":"IF(入力区間!$AG$28=\"\",\"\",入力区間!$AG$28)","v":""},"ｍ"]
[null,null,"⑦ 立上り",null,"=",{"$f":"IF(入力区間!$K$28=\"\",0,ROUND(入力区間!$K$28,2))","v":0},"ｍ"]
[null,null,"⑧ 他損失水頭等",null,"=",{"$f":"IF(入力区間!$AA$28=\"\",0,ROUND(入力区間!$AA$28,2))","v":0},"ｍ",{"$f":"IF(入力区間!$AB$28=\"\",\"\",\"（\"&入力区間!$AB$28&\"）\")","v":""}]
[null,null,"⑨ 区間所要水頭 h18",null,"=","⑥＋⑦＋⑧"]
[null,null,null,null,"=",{"$f":"IF(F315=\"\",\"\",F315)","v":""},"＋",{"$f":"IF(F316=\"\",\"\",F316)","v":0},"＋",{"$f":"IF(F317=\"\",\"\",F317)","v":0}]
[null,null,null,null,"=",{"$f":"IF(入力区間!$D$28=\"\",\"\",入力区間!$D$28)","v":""},"ｍ"]
[null,null,"⑩ 累計所要水頭 H18",null,"=","h18＋H17"]
[null,null,null,null,"=",{"$f":"IF(F320=\"\",\"\",F320)","v":""},"＋",{"$f":"IF(F305=\"\",\"\",F305)","v":""}]
[null,null,null,null,"=",{"$f":"IF(入力区間!$C$28=\"\",\"\",入力区間!$C$28)","v":""},"ｍ"]
[]
[null,"19．区　間",null,{"$f":"IF(入力区間!$G$29=\"\",\"\",入力区間!$G$29)","v":""}]
[null,null,"① 仮定口径",null,"=",{"$f":"IF(入力区間!$I$29=\"\",\"\",入力区間!$I$29)","v":""},"ｍｍ"]
[null,null,"② 管延長",null,"=",{"$f":"IF(入力区間!$J$29=\"\",\"\",入力区間!$J$29)","v":""},"ｍ"]
[null,null,"③ 直管換算長",null,"=",{"$f":"IF(入力区間!$AW$29=\"\",\"\",入力区間!$AW$29)","v":""},"ｍ"]
[null,null,"④ 流量",null,"=",{"$f":"IF(入力区間!$H$29=\"\",\"\",入力区間!$H$29)","v":""},"Ｌ/sec"]
[null,null,"⑤ 動水勾配",null,"=",{"$f":"IF(入力区間!$AE$29=\"\",\"\",入力区間!$AE$29)","v":""},"‰",{"$f":"IF(入力区間!$AD$29=\"\",\"\",IF(入力区間!$AD$29=\"W\",\"（ウエストン公式より）\",\"（Ｈ．ウィリアムス公式より）\"))","v":""}]
[null,null,"⑥ 損失水頭",null,"=","⑤×(②＋③)"]
[null,null,null,null,"=",{"$f":"IF(F330=\"\",\"\",F330/1000)","v":""},"× (",{"$f":"IF(F327=\"\",\"\",F327)","v":""},"＋",{"$f":"IF(F328=\"\",\"\",F328)","v":""},")"]
[null,null,null,null,"=",{"$f":"IF(入力区間!$AG$29=\"\",\"\",入力区間!$AG$29)","v":""},"ｍ"]
[null,null,"⑦ 立上り",null,"=",{"$f":"IF(入力区間!$K$29=\"\",0,ROUND(入力区間!$K$29,2))","v":0},"ｍ"]
[null,null,"⑧ 他損失水頭等",null,"=",{"$f":"IF(入力区間!$AA$29=\"\",0,ROUND(入力区間!$AA$29,2))","v":0},"ｍ",{"$f":"IF(入力区間!$AB$29=\"\",\"\",\"（\"&入力区間!$AB$29&\"）\")","v":""}]
[null,null,"⑨ 区間所要水頭 h19",null,"=","⑥＋⑦＋⑧"]
[null,null,null,null,"=",{"$f":"IF(F333=\"\",\"\",F333)","v":""},"＋",{"$f":"IF(F334=\"\",\"\",F334)","v":0},"＋",{"$f":"IF(F335=\"\",\"\",F335)","v":0}]
[null,null,null,null,"=",{"$f":"IF(入力区間!$D$29=\"\",\"\",入力区間!$D$29)","v":""},"ｍ"]
[null,null,"⑩ 累計所要水頭 H19",null,"=","h19＋H18"]
[null,null,null,null,"=",{"$f":"IF(F338=\"\",\"\",F338)","v":""},"＋",{"$f":"IF(F323=\"\",\"\",F323)","v":""}]
[null,null,null,null,"=",{"$f":"IF(入力区間!$C$29=\"\",\"\",入力区間!$C$29)","v":""},"ｍ"]
[]
[null,"20．区　間",null,{"$f":"IF(入力区間!$G$30=\"\",\"\",入力区間!$G$30)","v":""}]
[null,null,"① 仮定口径",null,"=",{"$f":"IF(入力区間!$I$30=\"\",\"\",入力区間!$I$30)","v":""},"ｍｍ"]
[null,null,"② 管延長",null,"=",{"$f":"IF(入力区間!$J$30=\"\",\"\",入力区間!$J$30)","v":""},"ｍ"]
[null,null,"③ 直管換算長",null,"=",{"$f":"IF(入力区間!$AW$30=\"\",\"\",入力区間!$AW$30)","v":""},"ｍ"]
[null,null,"④ 流量",null,"=",{"$f":"IF(入力区間!$H$30=\"\",\"\",入力区間!$H$30)","v":""},"Ｌ/sec"]
[null,null,"⑤ 動水勾配",null,"=",{"$f":"IF(入力区間!$AE$30=\"\",\"\",入力区間!$AE$30)","v":""},"‰",{"$f":"IF(入力区間!$AD$30=\"\",\"\",IF(入力区間!$AD$30=\"W\",\"（ウエストン公式より）\",\"（Ｈ．ウィリアムス公式より）\"))","v":""}]
[null,null,"⑥ 損失水頭",null,"=","⑤×(②＋③)"]
[null,null,null,null,"=",{"$f":"IF(F348=\"\",\"\",F348/1000)","v":""},"× (",{"$f":"IF(F345=\"\",\"\",F345)","v":""},"＋",{"$f":"IF(F346=\"\",\"\",F346)","v":""},")"]
[null,null,null,null,"=",{"$f":"IF(入力区間!$AG$30=\"\",\"\",入力区間!$AG$30)","v":""},"ｍ"]
[null,null,"⑦ 立上り",null,"=",{"$f":"IF(入力区間!$K$30=\"\",0,ROUND(入力区間!$K$30,2))","v":0},"ｍ"]
[null,null,"⑧ 他損失水頭等",null,"=",{"$f":"IF(入力区間!$AA$30=\"\",0,ROUND(入力区間!$AA$30,2))","v":0},"ｍ",{"$f":"IF(入力区間!$AB$30=\"\",\"\",\"（\"&入力区間!$AB$30&\"）\")","v":""}]
[null,null,"⑨ 区間所要水頭 h20",null,"=","⑥＋⑦＋⑧"]
[null,null,null,null,"=",{"$f":"IF(F351=\"\",\"\",F351)","v":""},"＋",{"$f":"IF(F352=\"\",\"\",F352)","v":0},"＋",{"$f":"IF(F353=\"\",\"\",F353)","v":0}]
[null,null,null,null,"=",{"$f":"IF(入力区間!$D$30=\"\",\"\",入力区間!$D$30)","v":""},"ｍ"]
[null,null,"⑩ 累計所要水頭 H20",null,"=","h20＋H19"]
[null,null,null,null,"=",{"$f":"IF(F356=\"\",\"\",F356)","v":""},"＋",{"$f":"IF(F341=\"\",\"\",F341)","v":""}]
[null,null,null,null,"=",{"$f":"IF(入力区間!$C$30=\"\",\"\",入力区間!$C$30)","v":""},"ｍ"]
[]
[null,"21．区　間",null,{"$f":"IF(入力区間!$G$31=\"\",\"\",入力区間!$G$31)","v":""}]
[null,null,"① 仮定口径",null,"=",{"$f":"IF(入力区間!$I$31=\"\",\"\",入力区間!$I$31)","v":""},"ｍｍ"]
[null,null,"② 管延長",null,"=",{"$f":"IF(入力区間!$J$31=\"\",\"\",入力区間!$J$31)","v":""},"ｍ"]
[null,null,"③ 直管換算長",null,"=",{"$f":"IF(入力区間!$AW$31=\"\",\"\",入力区間!$AW$31)","v":""},"ｍ"]
[null,null,"④ 流量",null,"=",{"$f":"IF(入力区間!$H$31=\"\",\"\",入力区間!$H$31)","v":""},"Ｌ/sec"]
[null,null,"⑤ 動水勾配",null,"=",{"$f":"IF(入力区間!$AE$31=\"\",\"\",入力区間!$AE$31)","v":""},"‰",{"$f":"IF(入力区間!$AD$31=\"\",\"\",IF(入力区間!$AD$31=\"W\",\"（ウエストン公式より）\",\"（Ｈ．ウィリアムス公式より）\"))","v":""}]
[null,null,"⑥ 損失水頭",null,"=","⑤×(②＋③)"]
[null,null,null,null,"=",{"$f":"IF(F366=\"\",\"\",F366/1000)","v":""},"× (",{"$f":"IF(F363=\"\",\"\",F363)","v":""},"＋",{"$f":"IF(F364=\"\",\"\",F364)","v":""},")"]
[null,null,null,null,"=",{"$f":"IF(入力区間!$AG$31=\"\",\"\",入力区間!$AG$31)","v":""},"ｍ"]
[null,null,"⑦ 立上り",null,"=",{"$f":"IF(入力区間!$K$31=\"\",0,ROUND(入力区間!$K$31,2))","v":0},"ｍ"]
[null,null,"⑧ 他損失水頭等",null,"=",{"$f":"IF(入力区間!$AA$31=\"\",0,ROUND(入力区間!$AA$31,2))","v":0},"ｍ",{"$f":"IF(入力区間!$AB$31=\"\",\"\",\"（\"&入力区間!$AB$31&\"）\")","v":""}]
[null,null,"⑨ 区間所要水頭 h21",null,"=","⑥＋⑦＋⑧"]
[null,null,null,null,"=",{"$f":"IF(F369=\"\",\"\",F369)","v":""},"＋",{"$f":"IF(F370=\"\",\"\",F370)","v":0},"＋",{"$f":"IF(F371=\"\",\"\",F371)","v":0}]
[null,null,null,null,"=",{"$f":"IF(入力区間!$D$31=\"\",\"\",入力区間!$D$31)","v":""},"ｍ"]
[null,null,"⑩ 累計所要水頭 H21",null,"=","h21＋H20"]
[null,null,null,null,"=",{"$f":"IF(F374=\"\",\"\",F374)","v":""},"＋",{"$f":"IF(F359=\"\",\"\",F359)","v":""}]
[null,null,null,null,"=",{"$f":"IF(入力区間!$C$31=\"\",\"\",入力区間!$C$31)","v":""},"ｍ"]
[]
[null,"22．区　間",null,{"$f":"IF(入力区間!$G$32=\"\",\"\",入力区間!$G$32)","v":""}]
[null,null,"① 仮定口径",null,"=",{"$f":"IF(入力区間!$I$32=\"\",\"\",入力区間!$I$32)","v":""},"ｍｍ"]
[null,null,"② 管延長",null,"=",{"$f":"IF(入力区間!$J$32=\"\",\"\",入力区間!$J$32)","v":""},"ｍ"]
[null,null,"③ 直管換算長",null,"=",{"$f":"IF(入力区間!$AW$32=\"\",\"\",入力区間!$AW$32)","v":""},"ｍ"]
[null,null,"④ 流量",null,"=",{"$f":"IF(入力区間!$H$32=\"\",\"\",入力区間!$H$32)","v":""},"Ｌ/sec"]
[null,null,"⑤ 動水勾配",null,"=",{"$f":"IF(入力区間!$AE$32=\"\",\"\",入力区間!$AE$32)","v":""},"‰",{"$f":"IF(入力区間!$AD$32=\"\",\"\",IF(入力区間!$AD$32=\"W\",\"（ウエストン公式より）\",\"（Ｈ．ウィリアムス公式より）\"))","v":""}]
[null,null,"⑥ 損失水頭",null,"=","⑤×(②＋③)"]
[null,null,null,null,"=",{"$f":"IF(F384=\"\",\"\",F384/1000)","v":""},"× (",{"$f":"IF(F381=\"\",\"\",F381)","v":""},"＋",{"$f":"IF(F382=\"\",\"\",F382)","v":""},")"]
[null,null,null,null,"=",{"$f":"IF(入力区間!$AG$32=\"\",\"\",入力区間!$AG$32)","v":""},"ｍ"]
[null,null,"⑦ 立上り",null,"=",{"$f":"IF(入力区間!$K$32=\"\",0,ROUND(入力区間!$K$32,2))","v":0},"ｍ"]
[null,null,"⑧ 他損失水頭等",null,"=",{"$f":"IF(入力区間!$AA$32=\"\",0,ROUND(入力区間!$AA$32,2))","v":0},"ｍ",{"$f":"IF(入力区間!$AB$32=\"\",\"\",\"（\"&入力区間!$AB$32&\"）\")","v":""}]
[null,null,"⑨ 区間所要水頭 h22",null,"=","⑥＋⑦＋⑧"]
[null,null,null,null,"=",{"$f":"IF(F387=\"\",\"\",F387)","v":""},"＋",{"$f":"IF(F388=\"\",\"\",F388)","v":0},"＋",{"$f":"IF(F389=\"\",\"\",F389)","v":0}]
[null,null,null,null,"=",{"$f":"IF(入力区間!$D$32=\"\",\"\",入力区間!$D$32)","v":""},"ｍ"]
[null,null,"⑩ 累計所要水頭 H22",null,"=","h22＋H21"]
[null,null,null,null,"=",{"$f":"IF(F392=\"\",\"\",F392)","v":""},"＋",{"$f":"IF(F377=\"\",\"\",F377)","v":""}]
[null,null,null,null,"=",{"$f":"IF(入力区間!$C$32=\"\",\"\",入力区間!$C$32)","v":""},"ｍ"]
[]
[null,"23．区　間",null,{"$f":"IF(入力区間!$G$33=\"\",\"\",入力区間!$G$33)","v":""}]
[null,null,"① 仮定口径",null,"=",{"$f":"IF(入力区間!$I$33=\"\",\"\",入力区間!$I$33)","v":""},"ｍｍ"]
[null,null,"② 管延長",null,"=",{"$f":"IF(入力区間!$J$33=\"\",\"\",入力区間!$J$33)","v":""},"ｍ"]
[null,null,"③ 直管換算長",null,"=",{"$f":"IF(入力区間!$AW$33=\"\",\"\",入力区間!$AW$33)","v":""},"ｍ"]
[null,null,"④ 流量",null,"=",{"$f":"IF(入力区間!$H$33=\"\",\"\",入力区間!$H$33)","v":""},"Ｌ/sec"]
[null,null,"⑤ 動水勾配",null,"=",{"$f":"IF(入力区間!$AE$33=\"\",\"\",入力区間!$AE$33)","v":""},"‰",{"$f":"IF(入力区間!$AD$33=\"\",\"\",IF(入力区間!$AD$33=\"W\",\"（ウエストン公式より）\",\"（Ｈ．ウィリアムス公式より）\"))","v":""}]
[null,null,"⑥ 損失水頭",null,"=","⑤×(②＋③)"]
[null,null,null,null,"=",{"$f":"IF(F402=\"\",\"\",F402/1000)","v":""},"× (",{"$f":"IF(F399=\"\",\"\",F399)","v":""},"＋",{"$f":"IF(F400=\"\",\"\",F400)","v":""},")"]
[null,null,null,null,"=",{"$f":"IF(入力区間!$AG$33=\"\",\"\",入力区間!$AG$33)","v":""},"ｍ"]
[null,null,"⑦ 立上り",null,"=",{"$f":"IF(入力区間!$K$33=\"\",0,ROUND(入力区間!$K$33,2))","v":0},"ｍ"]
[null,null,"⑧ 他損失水頭等",null,"=",{"$f":"IF(入力区間!$AA$33=\"\",0,ROUND(入力区間!$AA$33,2))","v":0},"ｍ",{"$f":"IF(入力区間!$AB$33=\"\",\"\",\"（\"&入力区間!$AB$33&\"）\")","v":""}]
[null,null,"⑨ 区間所要水頭 h23",null,"=","⑥＋⑦＋⑧"]
[null,null,null,null,"=",{"$f":"IF(F405=\"\",\"\",F405)","v":""},"＋",{"$f":"IF(F406=\"\",\"\",F406)","v":0},"＋",{"$f":"IF(F407=\"\",\"\",F407)","v":0}]
[null,null,null,null,"=",{"$f":"IF(入力区間!$D$33=\"\",\"\",入力区間!$D$33)","v":""},"ｍ"]
[null,null,"⑩ 累計所要水頭 H23",null,"=","h23＋H22"]
[null,null,null,null,"=",{"$f":"IF(F410=\"\",\"\",F410)","v":""},"＋",{"$f":"IF(F395=\"\",\"\",F395)","v":""}]
[null,null,null,null,"=",{"$f":"IF(入力区間!$C$33=\"\",\"\",入力区間!$C$33)","v":""},"ｍ"]
[]
[null,"24．区　間",null,{"$f":"IF(入力区間!$G$34=\"\",\"\",入力区間!$G$34)","v":""}]
[null,null,"① 仮定口径",null,"=",{"$f":"IF(入力区間!$I$34=\"\",\"\",入力区間!$I$34)","v":""},"ｍｍ"]
[null,null,"② 管延長",null,"=",{"$f":"IF(入力区間!$J$34=\"\",\"\",入力区間!$J$34)","v":""},"ｍ"]
[null,null,"③ 直管換算長",null,"=",{"$f":"IF(入力区間!$AW$34=\"\",\"\",入力区間!$AW$34)","v":""},"ｍ"]
[null,null,"④ 流量",null,"=",{"$f":"IF(入力区間!$H$34=\"\",\"\",入力区間!$H$34)","v":""},"Ｌ/sec"]
[null,null,"⑤ 動水勾配",null,"=",{"$f":"IF(入力区間!$AE$34=\"\",\"\",入力区間!$AE$34)","v":""},"‰",{"$f":"IF(入力区間!$AD$34=\"\",\"\",IF(入力区間!$AD$34=\"W\",\"（ウエストン公式より）\",\"（Ｈ．ウィリアムス公式より）\"))","v":""}]
[null,null,"⑥ 損失水頭",null,"=","⑤×(②＋③)"]
[null,null,null,null,"=",{"$f":"IF(F420=\"\",\"\",F420/1000)","v":""},"× (",{"$f":"IF(F417=\"\",\"\",F417)","v":""},"＋",{"$f":"IF(F418=\"\",\"\",F418)","v":""},")"]
[null,null,null,null,"=",{"$f":"IF(入力区間!$AG$34=\"\",\"\",入力区間!$AG$34)","v":""},"ｍ"]
[null,null,"⑦ 立上り",null,"=",{"$f":"IF(入力区間!$K$34=\"\",0,ROUND(入力区間!$K$34,2))","v":0},"ｍ"]
[null,null,"⑧ 他損失水頭等",null,"=",{"$f":"IF(入力区間!$AA$34=\"\",0,ROUND(入力区間!$AA$34,2))","v":0},"ｍ",{"$f":"IF(入力区間!$AB$34=\"\",\"\",\"（\"&入力区間!$AB$34&\"）\")","v":""}]
[null,null,"⑨ 区間所要水頭 h24",null,"=","⑥＋⑦＋⑧"]
[null,null,null,null,"=",{"$f":"IF(F423=\"\",\"\",F423)","v":""},"＋",{"$f":"IF(F424=\"\",\"\",F424)","v":0},"＋",{"$f":"IF(F425=\"\",\"\",F425)","v":0}]
[null,null,null,null,"=",{"$f":"IF(入力区間!$D$34=\"\",\"\",入力区間!$D$34)","v":""},"ｍ"]
[null,null,"⑩ 累計所要水頭 H24",null,"=","h24＋H23"]
[null,null,null,null,"=",{"$f":"IF(F428=\"\",\"\",F428)","v":""},"＋",{"$f":"IF(F413=\"\",\"\",F413)","v":""}]
[null,null,null,null,"=",{"$f":"IF(入力区間!$C$34=\"\",\"\",入力区間!$C$34)","v":""},"ｍ"]
[]
[null,"25．区　間",null,{"$f":"IF(入力区間!$G$35=\"\",\"\",入力区間!$G$35)","v":""}]
[null,null,"① 仮定口径",null,"=",{"$f":"IF(入力区間!$I$35=\"\",\"\",入力区間!$I$35)","v":""},"ｍｍ"]
[null,null,"② 管延長",null,"=",{"$f":"IF(入力区間!$J$35=\"\",\"\",入力区間!$J$35)","v":""},"ｍ"]
[null,null,"③ 直管換算長",null,"=",{"$f":"IF(入力区間!$AW$35=\"\",\"\",入力区間!$AW$35)","v":""},"ｍ"]
[null,null,"④ 流量",null,"=",{"$f":"IF(入力区間!$H$35=\"\",\"\",入力区間!$H$35)","v":""},"Ｌ/sec"]
[null,null,"⑤ 動水勾配",null,"=",{"$f":"IF(入力区間!$AE$35=\"\",\"\",入力区間!$AE$35)","v":""},"‰",{"$f":"IF(入力区間!$AD$35=\"\",\"\",IF(入力区間!$AD$35=\"W\",\"（ウエストン公式より）\",\"（Ｈ．ウィリアムス公式より）\"))","v":""}]
[null,null,"⑥ 損失水頭",null,"=","⑤×(②＋③)"]
[null,null,null,null,"=",{"$f":"IF(F438=\"\",\"\",F438/1000)","v":""},"× (",{"$f":"IF(F435=\"\",\"\",F435)","v":""},"＋",{"$f":"IF(F436=\"\",\"\",F436)","v":""},")"]
[null,null,null,null,"=",{"$f":"IF(入力区間!$AG$35=\"\",\"\",入力区間!$AG$35)","v":""},"ｍ"]
[null,null,"⑦ 立上り",null,"=",{"$f":"IF(入力区間!$K$35=\"\",0,ROUND(入力区間!$K$35,2))","v":0},"ｍ"]
[null,null,"⑧ 他損失水頭等",null,"=",{"$f":"IF(入力区間!$AA$35=\"\",0,ROUND(入力区間!$AA$35,2))","v":0},"ｍ",{"$f":"IF(入力区間!$AB$35=\"\",\"\",\"（\"&入力区間!$AB$35&\"）\")","v":""}]
[null,null,"⑨ 区間所要水頭 h25",null,"=","⑥＋⑦＋⑧"]
[null,null,null,null,"=",{"$f":"IF(F441=\"\",\"\",F441)","v":""},"＋",{"$f":"IF(F442=\"\",\"\",F442)","v":0},"＋",{"$f":"IF(F443=\"\",\"\",F443)","v":0}]
[null,null,null,null,"=",{"$f":"IF(入力区間!$D$35=\"\",\"\",入力区間!$D$35)","v":""},"ｍ"]
[null,null,"⑩ 累計所要水頭 H25",null,"=","h25＋H24"]
[null,null,null,null,"=",{"$f":"IF(F446=\"\",\"\",F446)","v":""},"＋",{"$f":"IF(F431=\"\",\"\",F431)","v":""}]
[null,null,null,null,"=",{"$f":"IF(入力区間!$C$35=\"\",\"\",入力区間!$C$35)","v":""},"ｍ"]
[]
[null,"26．区　間",null,{"$f":"IF(入力区間!$G$36=\"\",\"\",入力区間!$G$36)","v":""}]
[null,null,"① 仮定口径",null,"=",{"$f":"IF(入力区間!$I$36=\"\",\"\",入力区間!$I$36)","v":""},"ｍｍ"]
[null,null,"② 管延長",null,"=",{"$f":"IF(入力区間!$J$36=\"\",\"\",入力区間!$J$36)","v":""},"ｍ"]
[null,null,"③ 直管換算長",null,"=",{"$f":"IF(入力区間!$AW$36=\"\",\"\",入力区間!$AW$36)","v":""},"ｍ"]
[null,null,"④ 流量",null,"=",{"$f":"IF(入力区間!$H$36=\"\",\"\",入力区間!$H$36)","v":""},"Ｌ/sec"]
[null,null,"⑤ 動水勾配",null,"=",{"$f":"IF(入力区間!$AE$36=\"\",\"\",入力区間!$AE$36)","v":""},"‰",{"$f":"IF(入力区間!$AD$36=\"\",\"\",IF(入力区間!$AD$36=\"W\",\"（ウエストン公式より）\",\"（Ｈ．ウィリアムス公式より）\"))","v":""}]
[null,null,"⑥ 損失水頭",null,"=","⑤×(②＋③)"]
[null,null,null,null,"=",{"$f":"IF(F456=\"\",\"\",F456/1000)","v":""},"× (",{"$f":"IF(F453=\"\",\"\",F453)","v":""},"＋",{"$f":"IF(F454=\"\",\"\",F454)","v":""},")"]
[null,null,null,null,"=",{"$f":"IF(入力区間!$AG$36=\"\",\"\",入力区間!$AG$36)","v":""},"ｍ"]
[null,null,"⑦ 立上り",null,"=",{"$f":"IF(入力区間!$K$36=\"\",0,ROUND(入力区間!$K$36,2))","v":0},"ｍ"]
[null,null,"⑧ 他損失水頭等",null,"=",{"$f":"IF(入力区間!$AA$36=\"\",0,ROUND(入力区間!$AA$36,2))","v":0},"ｍ",{"$f":"IF(入力区間!$AB$36=\"\",\"\",\"（\"&入力区間!$AB$36&\"）\")","v":""}]
[null,null,"⑨ 区間所要水頭 h26",null,"=","⑥＋⑦＋⑧"]
[null,null,null,null,"=",{"$f":"IF(F459=\"\",\"\",F459)","v":""},"＋",{"$f":"IF(F460=\"\",\"\",F460)","v":0},"＋",{"$f":"IF(F461=\"\",\"\",F461)","v":0}]
[null,null,null,null,"=",{"$f":"IF(入力区間!$D$36=\"\",\"\",入力区間!$D$36)","v":""},"ｍ"]
[null,null,"⑩ 累計所要水頭 H26",null,"=","h26＋H25"]
[null,null,null,null,"=",{"$f":"IF(F464=\"\",\"\",F464)","v":""},"＋",{"$f":"IF(F449=\"\",\"\",F449)","v":""}]
[null,null,null,null,"=",{"$f":"IF(入力区間!$C$36=\"\",\"\",入力区間!$C$36)","v":""},"ｍ"]
[]
[null,"27．区　間",null,{"$f":"IF(入力区間!$G$37=\"\",\"\",入力区間!$G$37)","v":""}]
[null,null,"① 仮定口径",null,"=",{"$f":"IF(入力区間!$I$37=\"\",\"\",入力区間!$I$37)","v":""},"ｍｍ"]
[null,null,"② 管延長",null,"=",{"$f":"IF(入力区間!$J$37=\"\",\"\",入力区間!$J$37)","v":""},"ｍ"]
[null,null,"③ 直管換算長",null,"=",{"$f":"IF(入力区間!$AW$37=\"\",\"\",入力区間!$AW$37)","v":""},"ｍ"]
[null,null,"④ 流量",null,"=",{"$f":"IF(入力区間!$H$37=\"\",\"\",入力区間!$H$37)","v":""},"Ｌ/sec"]
[null,null,"⑤ 動水勾配",null,"=",{"$f":"IF(入力区間!$AE$37=\"\",\"\",入力区間!$AE$37)","v":""},"‰",{"$f":"IF(入力区間!$AD$37=\"\",\"\",IF(入力区間!$AD$37=\"W\",\"（ウエストン公式より）\",\"（Ｈ．ウィリアムス公式より）\"))","v":""}]
[null,null,"⑥ 損失水頭",null,"=","⑤×(②＋③)"]
[null,null,null,null,"=",{"$f":"IF(F474=\"\",\"\",F474/1000)","v":""},"× (",{"$f":"IF(F471=\"\",\"\",F471)","v":""},"＋",{"$f":"IF(F472=\"\",\"\",F472)","v":""},")"]
[null,null,null,null,"=",{"$f":"IF(入力区間!$AG$37=\"\",\"\",入力区間!$AG$37)","v":""},"ｍ"]
[null,null,"⑦ 立上り",null,"=",{"$f":"IF(入力区間!$K$37=\"\",0,ROUND(入力区間!$K$37,2))","v":0},"ｍ"]
[null,null,"⑧ 他損失水頭等",null,"=",{"$f":"IF(入力区間!$AA$37=\"\",0,ROUND(入力区間!$AA$37,2))","v":0},"ｍ",{"$f":"IF(入力区間!$AB$37=\"\",\"\",\"（\"&入力区間!$AB$37&\"）\")","v":""}]
[null,null,"⑨ 区間所要水頭 h27",null,"=","⑥＋⑦＋⑧"]
[null,null,null,null,"=",{"$f":"IF(F477=\"\",\"\",F477)","v":""},"＋",{"$f":"IF(F478=\"\",\"\",F478)","v":0},"＋",{"$f":"IF(F479=\"\",\"\",F479)","v":0}]
[null,null,null,null,"=",{"$f":"IF(入力区間!$D$37=\"\",\"\",入力区間!$D$37)","v":""},"ｍ"]
[null,null,"⑩ 累計所要水頭 H27",null,"=","h27＋H26"]
[null,null,null,null,"=",{"$f":"IF(F482=\"\",\"\",F482)","v":""},"＋",{"$f":"IF(F467=\"\",\"\",F467)","v":""}]
[null,null,null,null,"=",{"$f":"IF(入力区間!$C$37=\"\",\"\",入力区間!$C$37)","v":""},"ｍ"]
[]
[null,"28．区　間",null,{"$f":"IF(入力区間!$G$38=\"\",\"\",入力区間!$G$38)","v":""}]
[null,null,"① 仮定口径",null,"=",{"$f":"IF(入力区間!$I$38=\"\",\"\",入力区間!$I$38)","v":""},"ｍｍ"]
[null,null,"② 管延長",null,"=",{"$f":"IF(入力区間!$J$38=\"\",\"\",入力区間!$J$38)","v":""},"ｍ"]
[null,null,"③ 直管換算長",null,"=",{"$f":"IF(入力区間!$AW$38=\"\",\"\",入力区間!$AW$38)","v":""},"ｍ"]
[null,null,"④ 流量",null,"=",{"$f":"IF(入力区間!$H$38=\"\",\"\",入力区間!$H$38)","v":""},"Ｌ/sec"]
[null,null,"⑤ 動水勾配",null,"=",{"$f":"IF(入力区間!$AE$38=\"\",\"\",入力区間!$AE$38)","v":""},"‰",{"$f":"IF(入力区間!$AD$38=\"\",\"\",IF(入力区間!$AD$38=\"W\",\"（ウエストン公式より）\",\"（Ｈ．ウィリアムス公式より）\"))","v":""}]
[null,null,"⑥ 損失水頭",null,"=","⑤×(②＋③)"]
[null,null,null,null,"=",{"$f":"IF(F492=\"\",\"\",F492/1000)","v":""},"× (",{"$f":"IF(F489=\"\",\"\",F489)","v":""},"＋",{"$f":"IF(F490=\"\",\"\",F490)","v":""},")"]
[null,null,null,null,"=",{"$f":"IF(入力区間!$AG$38=\"\",\"\",入力区間!$AG$38)","v":""},"ｍ"]
[null,null,"⑦ 立上り",null,"=",{"$f":"IF(入力区間!$K$38=\"\",0,ROUND(入力区間!$K$38,2))","v":0},"ｍ"]
[null,null,"⑧ 他損失水頭等",null,"=",{"$f":"IF(入力区間!$AA$38=\"\",0,ROUND(入力区間!$AA$38,2))","v":0},"ｍ",{"$f":"IF(入力区間!$AB$38=\"\",\"\",\"（\"&入力区間!$AB$38&\"）\")","v":""}]
[null,null,"⑨ 区間所要水頭 h28",null,"=","⑥＋⑦＋⑧"]
[null,null,null,null,"=",{"$f":"IF(F495=\"\",\"\",F495)","v":""},"＋",{"$f":"IF(F496=\"\",\"\",F496)","v":0},"＋",{"$f":"IF(F497=\"\",\"\",F497)","v":0}]
[null,null,null,null,"=",{"$f":"IF(入力区間!$D$38=\"\",\"\",入力区間!$D$38)","v":""},"ｍ"]
[null,null,"⑩ 累計所要水頭 H28",null,"=","h28＋H27"]
[null,null,null,null,"=",{"$f":"IF(F500=\"\",\"\",F500)","v":""},"＋",{"$f":"IF(F485=\"\",\"\",F485)","v":""}]
[null,null,null,null,"=",{"$f":"IF(入力区間!$C$38=\"\",\"\",入力区間!$C$38)","v":""},"ｍ"]
[]
[null,"29．区　間",null,{"$f":"IF(入力区間!$G$39=\"\",\"\",入力区間!$G$39)","v":""}]
[null,null,"① 仮定口径",null,"=",{"$f":"IF(入力区間!$I$39=\"\",\"\",入力区間!$I$39)","v":""},"ｍｍ"]
[null,null,"② 管延長",null,"=",{"$f":"IF(入力区間!$J$39=\"\",\"\",入力区間!$J$39)","v":""},"ｍ"]
[null,null,"③ 直管換算長",null,"=",{"$f":"IF(入力区間!$AW$39=\"\",\"\",入力区間!$AW$39)","v":""},"ｍ"]
[null,null,"④ 流量",null,"=",{"$f":"IF(入力区間!$H$39=\"\",\"\",入力区間!$H$39)","v":""},"Ｌ/sec"]
[null,null,"⑤ 動水勾配",null,"=",{"$f":"IF(入力区間!$AE$39=\"\",\"\",入力区間!$AE$39)","v":""},"‰",{"$f":"IF(入力区間!$AD$39=\"\",\"\",IF(入力区間!$AD$39=\"W\",\"（ウエストン公式より）\",\"（Ｈ．ウィリアムス公式より）\"))","v":""}]
[null,null,"⑥ 損失水頭",null,"=","⑤×(②＋③)"]
[null,null,null,null,"=",{"$f":"IF(F510=\"\",\"\",F510/1000)","v":""},"× (",{"$f":"IF(F507=\"\",\"\",F507)","v":""},"＋",{"$f":"IF(F508=\"\",\"\",F508)","v":""},")"]
[null,null,null,null,"=",{"$f":"IF(入力区間!$AG$39=\"\",\"\",入力区間!$AG$39)","v":""},"ｍ"]
[null,null,"⑦ 立上り",null,"=",{"$f":"IF(入力区間!$K$39=\"\",0,ROUND(入力区間!$K$39,2))","v":0},"ｍ"]
[null,null,"⑧ 他損失水頭等",null,"=",{"$f":"IF(入力区間!$AA$39=\"\",0,ROUND(入力区間!$AA$39,2))","v":0},"ｍ",{"$f":"IF(入力区間!$AB$39=\"\",\"\",\"（\"&入力区間!$AB$39&\"）\")","v":""}]
[null,null,"⑨ 区間所要水頭 h29",null,"=","⑥＋⑦＋⑧"]
[null,null,null,null,"=",{"$f":"IF(F513=\"\",\"\",F513)","v":""},"＋",{"$f":"IF(F514=\"\",\"\",F514)","v":0},"＋",{"$f":"IF(F515=\"\",\"\",F515)","v":0}]
[null,null,null,null,"=",{"$f":"IF(入力区間!$D$39=\"\",\"\",入力区間!$D$39)","v":""},"ｍ"]
[null,null,"⑩ 累計所要水頭 H29",null,"=","h29＋H28"]
[null,null,null,null,"=",{"$f":"IF(F518=\"\",\"\",F518)","v":""},"＋",{"$f":"IF(F503=\"\",\"\",F503)","v":""}]
[null,null,null,null,"=",{"$f":"IF(入力区間!$C$39=\"\",\"\",入力区間!$C$39)","v":""},"ｍ"]
[]
[null,"30．区　間",null,{"$f":"IF(入力区間!$G$40=\"\",\"\",入力区間!$G$40)","v":""}]
[null,null,"① 仮定口径",null,"=",{"$f":"IF(入力区間!$I$40=\"\",\"\",入力区間!$I$40)","v":""},"ｍｍ"]
[null,null,"② 管延長",null,"=",{"$f":"IF(入力区間!$J$40=\"\",\"\",入力区間!$J$40)","v":""},"ｍ"]
[null,null,"③ 直管換算長",null,"=",{"$f":"IF(入力区間!$AW$40=\"\",\"\",入力区間!$AW$40)","v":""},"ｍ"]
[null,null,"④ 流量",null,"=",{"$f":"IF(入力区間!$H$40=\"\",\"\",入力区間!$H$40)","v":""},"Ｌ/sec"]
[null,null,"⑤ 動水勾配",null,"=",{"$f":"IF(入力区間!$AE$40=\"\",\"\",入力区間!$AE$40)","v":""},"‰",{"$f":"IF(入力区間!$AD$40=\"\",\"\",IF(入力区間!$AD$40=\"W\",\"（ウエストン公式より）\",\"（Ｈ．ウィリアムス公式より）\"))","v":""}]
[null,null,"⑥ 損失水頭",null,"=","⑤×(②＋③)"]
[null,null,null,null,"=",{"$f":"IF(F528=\"\",\"\",F528/1000)","v":""},"× (",{"$f":"IF(F525=\"\",\"\",F525)","v":""},"＋",{"$f":"IF(F526=\"\",\"\",F526)","v":""},")"]
[null,null,null,null,"=",{"$f":"IF(入力区間!$AG$40=\"\",\"\",入力区間!$AG$40)","v":""},"ｍ"]
[null,null,"⑦ 立上り",null,"=",{"$f":"IF(入力区間!$K$40=\"\",0,ROUND(入力区間!$K$40,2))","v":0},"ｍ"]
[null,null,"⑧ 他損失水頭等",null,"=",{"$f":"IF(入力区間!$AA$40=\"\",0,ROUND(入力区間!$AA$40,2))","v":0},"ｍ",{"$f":"IF(入力区間!$AB$40=\"\",\"\",\"（\"&入力区間!$AB$40&\"）\")","v":""}]
[null,null,"⑨ 区間所要水頭 h30",null,"=","⑥＋⑦＋⑧"]
[null,null,null,null,"=",{"$f":"IF(F531=\"\",\"\",F531)","v":""},"＋",{"$f":"IF(F532=\"\",\"\",F532)","v":0},"＋",{"$f":"IF(F533=\"\",\"\",F533)","v":0}]
[null,null,null,null,"=",{"$f":"IF(入力区間!$D$40=\"\",\"\",入力区間!$D$40)","v":""},"ｍ"]
[null,null,"⑩ 累計所要水頭 H30",null,"=","h30＋H29"]
[null,null,null,null,"=",{"$f":"IF(F536=\"\",\"\",F536)","v":""},"＋",{"$f":"IF(F521=\"\",\"\",F521)","v":""}]
[null,null,null,null,"=",{"$f":"IF(入力区間!$C$40=\"\",\"\",入力区間!$C$40)","v":""},"ｍ"]
[]
[null,"31．区　間",null,{"$f":"IF(入力区間!$G$41=\"\",\"\",入力区間!$G$41)","v":""}]
[null,null,"① 仮定口径",null,"=",{"$f":"IF(入力区間!$I$41=\"\",\"\",入力区間!$I$41)","v":""},"ｍｍ"]
[null,null,"② 管延長",null,"=",{"$f":"IF(入力区間!$J$41=\"\",\"\",入力区間!$J$41)","v":""},"ｍ"]
[null,null,"③ 直管換算長",null,"=",{"$f":"IF(入力区間!$AW$41=\"\",\"\",入力区間!$AW$41)","v":""},"ｍ"]
[null,null,"④ 流量",null,"=",{"$f":"IF(入力区間!$H$41=\"\",\"\",入力区間!$H$41)","v":""},"Ｌ/sec"]
[null,null,"⑤ 動水勾配",null,"=",{"$f":"IF(入力区間!$AE$41=\"\",\"\",入力区間!$AE$41)","v":""},"‰",{"$f":"IF(入力区間!$AD$41=\"\",\"\",IF(入力区間!$AD$41=\"W\",\"（ウエストン公式より）\",\"（Ｈ．ウィリアムス公式より）\"))","v":""}]
[null,null,"⑥ 損失水頭",null,"=","⑤×(②＋③)"]
[null,null,null,null,"=",{"$f":"IF(F546=\"\",\"\",F546/1000)","v":""},"× (",{"$f":"IF(F543=\"\",\"\",F543)","v":""},"＋",{"$f":"IF(F544=\"\",\"\",F544)","v":""},")"]
[null,null,null,null,"=",{"$f":"IF(入力区間!$AG$41=\"\",\"\",入力区間!$AG$41)","v":""},"ｍ"]
[null,null,"⑦ 立上り",null,"=",{"$f":"IF(入力区間!$K$41=\"\",0,ROUND(入力区間!$K$41,2))","v":0},"ｍ"]
[null,null,"⑧ 他損失水頭等",null,"=",{"$f":"IF(入力区間!$AA$41=\"\",0,ROUND(入力区間!$AA$41,2))","v":0},"ｍ",{"$f":"IF(入力区間!$AB$41=\"\",\"\",\"（\"&入力区間!$AB$41&\"）\")","v":""}]
[null,null,"⑨ 区間所要水頭 h31",null,"=","⑥＋⑦＋⑧"]
[null,null,null,null,"=",{"$f":"IF(F549=\"\",\"\",F549)","v":""},"＋",{"$f":"IF(F550=\"\",\"\",F550)","v":0},"＋",{"$f":"IF(F551=\"\",\"\",F551)","v":0}]
[null,null,null,null,"=",{"$f":"IF(入力区間!$D$41=\"\",\"\",入力区間!$D$41)","v":""},"ｍ"]
[null,null,"⑩ 累計所要水頭 H31",null,"=","h31＋H30"]
[null,null,null,null,"=",{"$f":"IF(F554=\"\",\"\",F554)","v":""},"＋",{"$f":"IF(F539=\"\",\"\",F539)","v":""}]
[null,null,null,null,"=",{"$f":"IF(入力区間!$C$41=\"\",\"\",入力区間!$C$41)","v":""},"ｍ"]
[]
[null,"32．区　間",null,{"$f":"IF(入力区間!$G$42=\"\",\"\",入力区間!$G$42)","v":""}]
[null,null,"① 仮定口径",null,"=",{"$f":"IF(入力区間!$I$42=\"\",\"\",入力区間!$I$42)","v":""},"ｍｍ"]
[null,null,"② 管延長",null,"=",{"$f":"IF(入力区間!$J$42=\"\",\"\",入力区間!$J$42)","v":""},"ｍ"]
[null,null,"③ 直管換算長",null,"=",{"$f":"IF(入力区間!$AW$42=\"\",\"\",入力区間!$AW$42)","v":""},"ｍ"]
[null,null,"④ 流量",null,"=",{"$f":"IF(入力区間!$H$42=\"\",\"\",入力区間!$H$42)","v":""},"Ｌ/sec"]
[null,null,"⑤ 動水勾配",null,"=",{"$f":"IF(入力区間!$AE$42=\"\",\"\",入力区間!$AE$42)","v":""},"‰",{"$f":"IF(入力区間!$AD$42=\"\",\"\",IF(入力区間!$AD$42=\"W\",\"（ウエストン公式より）\",\"（Ｈ．ウィリアムス公式より）\"))","v":""}]
[null,null,"⑥ 損失水頭",null,"=","⑤×(②＋③)"]
[null,null,null,null,"=",{"$f":"IF(F564=\"\",\"\",F564/1000)","v":""},"× (",{"$f":"IF(F561=\"\",\"\",F561)","v":""},"＋",{"$f":"IF(F562=\"\",\"\",F562)","v":""},")"]
[null,null,null,null,"=",{"$f":"IF(入力区間!$AG$42=\"\",\"\",入力区間!$AG$42)","v":""},"ｍ"]
[null,null,"⑦ 立上り",null,"=",{"$f":"IF(入力区間!$K$42=\"\",0,ROUND(入力区間!$K$42,2))","v":0},"ｍ"]
[null,null,"⑧ 他損失水頭等",null,"=",{"$f":"IF(入力区間!$AA$42=\"\",0,ROUND(入力区間!$AA$42,2))","v":0},"ｍ",{"$f":"IF(入力区間!$AB$42=\"\",\"\",\"（\"&入力区間!$AB$42&\"）\")","v":""}]
[null,null,"⑨ 区間所要水頭 h32",null,"=","⑥＋⑦＋⑧"]
[null,null,null,null,"=",{"$f":"IF(F567=\"\",\"\",F567)","v":""},"＋",{"$f":"IF(F568=\"\",\"\",F568)","v":0},"＋",{"$f":"IF(F569=\"\",\"\",F569)","v":0}]
[null,null,null,null,"=",{"$f":"IF(入力区間!$D$42=\"\",\"\",入力区間!$D$42)","v":""},"ｍ"]
[null,null,"⑩ 累計所要水頭 H32",null,"=","h32＋H31"]
[null,null,null,null,"=",{"$f":"IF(F572=\"\",\"\",F572)","v":""},"＋",{"$f":"IF(F557=\"\",\"\",F557)","v":""}]
[null,null,null,null,"=",{"$f":"IF(入力区間!$C$42=\"\",\"\",入力区間!$C$42)","v":""},"ｍ"]
[]
[null,"33．区　間",null,{"$f":"IF(入力区間!$G$43=\"\",\"\",入力区間!$G$43)","v":""}]
[null,null,"① 仮定口径",null,"=",{"$f":"IF(入力区間!$I$43=\"\",\"\",入力区間!$I$43)","v":""},"ｍｍ"]
[null,null,"② 管延長",null,"=",{"$f":"IF(入力区間!$J$43=\"\",\"\",入力区間!$J$43)","v":""},"ｍ"]
[null,null,"③ 直管換算長",null,"=",{"$f":"IF(入力区間!$AW$43=\"\",\"\",入力区間!$AW$43)","v":""},"ｍ"]
[null,null,"④ 流量",null,"=",{"$f":"IF(入力区間!$H$43=\"\",\"\",入力区間!$H$43)","v":""},"Ｌ/sec"]
[null,null,"⑤ 動水勾配",null,"=",{"$f":"IF(入力区間!$AE$43=\"\",\"\",入力区間!$AE$43)","v":""},"‰",{"$f":"IF(入力区間!$AD$43=\"\",\"\",IF(入力区間!$AD$43=\"W\",\"（ウエストン公式より）\",\"（Ｈ．ウィリアムス公式より）\"))","v":""}]
[null,null,"⑥ 損失水頭",null,"=","⑤×(②＋③)"]
[null,null,null,null,"=",{"$f":"IF(F582=\"\",\"\",F582/1000)","v":""},"× (",{"$f":"IF(F579=\"\",\"\",F579)","v":""},"＋",{"$f":"IF(F580=\"\",\"\",F580)","v":""},")"]
[null,null,null,null,"=",{"$f":"IF(入力区間!$AG$43=\"\",\"\",入力区間!$AG$43)","v":""},"ｍ"]
[null,null,"⑦ 立上り",null,"=",{"$f":"IF(入力区間!$K$43=\"\",0,ROUND(入力区間!$K$43,2))","v":0},"ｍ"]
[null,null,"⑧ 他損失水頭等",null,"=",{"$f":"IF(入力区間!$AA$43=\"\",0,ROUND(入力区間!$AA$43,2))","v":0},"ｍ",{"$f":"IF(入力区間!$AB$43=\"\",\"\",\"（\"&入力区間!$AB$43&\"）\")","v":""}]
[null,null,"⑨ 区間所要水頭 h33",null,"=","⑥＋⑦＋⑧"]
[null,null,null,null,"=",{"$f":"IF(F585=\"\",\"\",F585)","v":""},"＋",{"$f":"IF(F586=\"\",\"\",F586)","v":0},"＋",{"$f":"IF(F587=\"\",\"\",F587)","v":0}]
[null,null,null,null,"=",{"$f":"IF(入力区間!$D$43=\"\",\"\",入力区間!$D$43)","v":""},"ｍ"]
[null,null,"⑩ 累計所要水頭 H33",null,"=","h33＋H32"]
[null,null,null,null,"=",{"$f":"IF(F590=\"\",\"\",F590)","v":""},"＋",{"$f":"IF(F575=\"\",\"\",F575)","v":""}]
[null,null,null,null,"=",{"$f":"IF(入力区間!$C$43=\"\",\"\",入力区間!$C$43)","v":""},"ｍ"]
[]
[null,"34．区　間",null,{"$f":"IF(入力区間!$G$44=\"\",\"\",入力区間!$G$44)","v":""}]
[null,null,"① 仮定口径",null,"=",{"$f":"IF(入力区間!$I$44=\"\",\"\",入力区間!$I$44)","v":""},"ｍｍ"]
[null,null,"② 管延長",null,"=",{"$f":"IF(入力区間!$J$44=\"\",\"\",入力区間!$J$44)","v":""},"ｍ"]
[null,null,"③ 直管換算長",null,"=",{"$f":"IF(入力区間!$AW$44=\"\",\"\",入力区間!$AW$44)","v":""},"ｍ"]
[null,null,"④ 流量",null,"=",{"$f":"IF(入力区間!$H$44=\"\",\"\",入力区間!$H$44)","v":""},"Ｌ/sec"]
[null,null,"⑤ 動水勾配",null,"=",{"$f":"IF(入力区間!$AE$44=\"\",\"\",入力区間!$AE$44)","v":""},"‰",{"$f":"IF(入力区間!$AD$44=\"\",\"\",IF(入力区間!$AD$44=\"W\",\"（ウエストン公式より）\",\"（Ｈ．ウィリアムス公式より）\"))","v":""}]
[null,null,"⑥ 損失水頭",null,"=","⑤×(②＋③)"]
[null,null,null,null,"=",{"$f":"IF(F600=\"\",\"\",F600/1000)","v":""},"× (",{"$f":"IF(F597=\"\",\"\",F597)","v":""},"＋",{"$f":"IF(F598=\"\",\"\",F598)","v":""},")"]
[null,null,null,null,"=",{"$f":"IF(入力区間!$AG$44=\"\",\"\",入力区間!$AG$44)","v":""},"ｍ"]
[null,null,"⑦ 立上り",null,"=",{"$f":"IF(入力区間!$K$44=\"\",0,ROUND(入力区間!$K$44,2))","v":0},"ｍ"]
[null,null,"⑧ 他損失水頭等",null,"=",{"$f":"IF(入力区間!$AA$44=\"\",0,ROUND(入力区間!$AA$44,2))","v":0},"ｍ",{"$f":"IF(入力区間!$AB$44=\"\",\"\",\"（\"&入力区間!$AB$44&\"）\")","v":""}]
[null,null,"⑨ 区間所要水頭 h34",null,"=","⑥＋⑦＋⑧"]
[null,null,null,null,"=",{"$f":"IF(F603=\"\",\"\",F603)","v":""},"＋",{"$f":"IF(F604=\"\",\"\",F604)","v":0},"＋",{"$f":"IF(F605=\"\",\"\",F605)","v":0}]
[null,null,null,null,"=",{"$f":"IF(入力区間!$D$44=\"\",\"\",入力区間!$D$44)","v":""},"ｍ"]
[null,null,"⑩ 累計所要水頭 H34",null,"=","h34＋H33"]
[null,null,null,null,"=",{"$f":"IF(F608=\"\",\"\",F608)","v":""},"＋",{"$f":"IF(F593=\"\",\"\",F593)","v":""}]
[null,null,null,null,"=",{"$f":"IF(入力区間!$C$44=\"\",\"\",入力区間!$C$44)","v":""},"ｍ"]
[]
[null,"35．区　間",null,{"$f":"IF(入力区間!$G$45=\"\",\"\",入力区間!$G$45)","v":""}]
[null,null,"① 仮定口径",null,"=",{"$f":"IF(入力区間!$I$45=\"\",\"\",入力区間!$I$45)","v":""},"ｍｍ"]
[null,null,"② 管延長",null,"=",{"$f":"IF(入力区間!$J$45=\"\",\"\",入力区間!$J$45)","v":""},"ｍ"]
[null,null,"③ 直管換算長",null,"=",{"$f":"IF(入力区間!$AW$45=\"\",\"\",入力区間!$AW$45)","v":""},"ｍ"]
[null,null,"④ 流量",null,"=",{"$f":"IF(入力区間!$H$45=\"\",\"\",入力区間!$H$45)","v":""},"Ｌ/sec"]
[null,null,"⑤ 動水勾配",null,"=",{"$f":"IF(入力区間!$AE$45=\"\",\"\",入力区間!$AE$45)","v":""},"‰",{"$f":"IF(入力区間!$AD$45=\"\",\"\",IF(入力区間!$AD$45=\"W\",\"（ウエストン公式より）\",\"（Ｈ．ウィリアムス公式より）\"))","v":""}]
[null,null,"⑥ 損失水頭",null,"=","⑤×(②＋③)"]
[null,null,null,null,"=",{"$f":"IF(F618=\"\",\"\",F618/1000)","v":""},"× (",{"$f":"IF(F615=\"\",\"\",F615)","v":""},"＋",{"$f":"IF(F616=\"\",\"\",F616)","v":""},")"]
[null,null,null,null,"=",{"$f":"IF(入力区間!$AG$45=\"\",\"\",入力区間!$AG$45)","v":""},"ｍ"]
[null,null,"⑦ 立上り",null,"=",{"$f":"IF(入力区間!$K$45=\"\",0,ROUND(入力区間!$K$45,2))","v":0},"ｍ"]
[null,null,"⑧ 他損失水頭等",null,"=",{"$f":"IF(入力区間!$AA$45=\"\",0,ROUND(入力区間!$AA$45,2))","v":0},"ｍ",{"$f":"IF(入力区間!$AB$45=\"\",\"\",\"（\"&入力区間!$AB$45&\"）\")","v":""}]
[null,null,"⑨ 区間所要水頭 h35",null,"=","⑥＋⑦＋⑧"]
[null,null,null,null,"=",{"$f":"IF(F621=\"\",\"\",F621)","v":""},"＋",{"$f":"IF(F622=\"\",\"\",F622)","v":0},"＋",{"$f":"IF(F623=\"\",\"\",F623)","v":0}]
[null,null,null,null,"=",{"$f":"IF(入力区間!$D$45=\"\",\"\",入力区間!$D$45)","v":""},"ｍ"]
[null,null,"⑩ 累計所要水頭 H35",null,"=","h35＋H34"]
[null,null,null,null,"=",{"$f":"IF(F626=\"\",\"\",F626)","v":""},"＋",{"$f":"IF(F611=\"\",\"\",F611)","v":""}]
[null,null,null,null,"=",{"$f":"IF(入力区間!$C$45=\"\",\"\",入力区間!$C$45)","v":""},"ｍ"]
[]
[null,"36．区　間",null,{"$f":"IF(入力区間!$G$46=\"\",\"\",入力区間!$G$46)","v":""}]
[null,null,"① 仮定口径",null,"=",{"$f":"IF(入力区間!$I$46=\"\",\"\",入力区間!$I$46)","v":""},"ｍｍ"]
[null,null,"② 管延長",null,"=",{"$f":"IF(入力区間!$J$46=\"\",\"\",入力区間!$J$46)","v":""},"ｍ"]
[null,null,"③ 直管換算長",null,"=",{"$f":"IF(入力区間!$AW$46=\"\",\"\",入力区間!$AW$46)","v":""},"ｍ"]
[null,null,"④ 流量",null,"=",{"$f":"IF(入力区間!$H$46=\"\",\"\",入力区間!$H$46)","v":""},"Ｌ/sec"]
[null,null,"⑤ 動水勾配",null,"=",{"$f":"IF(入力区間!$AE$46=\"\",\"\",入力区間!$AE$46)","v":""},"‰",{"$f":"IF(入力区間!$AD$46=\"\",\"\",IF(入力区間!$AD$46=\"W\",\"（ウエストン公式より）\",\"（Ｈ．ウィリアムス公式より）\"))","v":""}]
[null,null,"⑥ 損失水頭",null,"=","⑤×(②＋③)"]
[null,null,null,null,"=",{"$f":"IF(F636=\"\",\"\",F636/1000)","v":""},"× (",{"$f":"IF(F633=\"\",\"\",F633)","v":""},"＋",{"$f":"IF(F634=\"\",\"\",F634)","v":""},")"]
[null,null,null,null,"=",{"$f":"IF(入力区間!$AG$46=\"\",\"\",入力区間!$AG$46)","v":""},"ｍ"]
[null,null,"⑦ 立上り",null,"=",{"$f":"IF(入力区間!$K$46=\"\",0,ROUND(入力区間!$K$46,2))","v":0},"ｍ"]
[null,null,"⑧ 他損失水頭等",null,"=",{"$f":"IF(入力区間!$AA$46=\"\",0,ROUND(入力区間!$AA$46,2))","v":0},"ｍ",{"$f":"IF(入力区間!$AB$46=\"\",\"\",\"（\"&入力区間!$AB$46&\"）\")","v":""}]
[null,null,"⑨ 区間所要水頭 h36",null,"=","⑥＋⑦＋⑧"]
[null,null,null,null,"=",{"$f":"IF(F639=\"\",\"\",F639)","v":""},"＋",{"$f":"IF(F640=\"\",\"\",F640)","v":0},"＋",{"$f":"IF(F641=\"\",\"\",F641)","v":0}]
[null,null,null,null,"=",{"$f":"IF(入力区間!$D$46=\"\",\"\",入力区間!$D$46)","v":""},"ｍ"]
[null,null,"⑩ 累計所要水頭 H36",null,"=","h36＋H35"]
[null,null,null,null,"=",{"$f":"IF(F644=\"\",\"\",F644)","v":""},"＋",{"$f":"IF(F629=\"\",\"\",F629)","v":""}]
[null,null,null,null,"=",{"$f":"IF(入力区間!$C$46=\"\",\"\",入力区間!$C$46)","v":""},"ｍ"]
[]
[null,"37．区　間",null,{"$f":"IF(入力区間!$G$47=\"\",\"\",入力区間!$G$47)","v":""}]
[null,null,"① 仮定口径",null,"=",{"$f":"IF(入力区間!$I$47=\"\",\"\",入力区間!$I$47)","v":""},"ｍｍ"]
[null,null,"② 管延長",null,"=",{"$f":"IF(入力区間!$J$47=\"\",\"\",入力区間!$J$47)","v":""},"ｍ"]
[null,null,"③ 直管換算長",null,"=",{"$f":"IF(入力区間!$AW$47=\"\",\"\",入力区間!$AW$47)","v":""},"ｍ"]
[null,null,"④ 流量",null,"=",{"$f":"IF(入力区間!$H$47=\"\",\"\",入力区間!$H$47)","v":""},"Ｌ/sec"]
[null,null,"⑤ 動水勾配",null,"=",{"$f":"IF(入力区間!$AE$47=\"\",\"\",入力区間!$AE$47)","v":""},"‰",{"$f":"IF(入力区間!$AD$47=\"\",\"\",IF(入力区間!$AD$47=\"W\",\"（ウエストン公式より）\",\"（Ｈ．ウィリアムス公式より）\"))","v":""}]
[null,null,"⑥ 損失水頭",null,"=","⑤×(②＋③)"]
[null,null,null,null,"=",{"$f":"IF(F654=\"\",\"\",F654/1000)","v":""},"× (",{"$f":"IF(F651=\"\",\"\",F651)","v":""},"＋",{"$f":"IF(F652=\"\",\"\",F652)","v":""},")"]
[null,null,null,null,"=",{"$f":"IF(入力区間!$AG$47=\"\",\"\",入力区間!$AG$47)","v":""},"ｍ"]
[null,null,"⑦ 立上り",null,"=",{"$f":"IF(入力区間!$K$47=\"\",0,ROUND(入力区間!$K$47,2))","v":0},"ｍ"]
[null,null,"⑧ 他損失水頭等",null,"=",{"$f":"IF(入力区間!$AA$47=\"\",0,ROUND(入力区間!$AA$47,2))","v":0},"ｍ",{"$f":"IF(入力区間!$AB$47=\"\",\"\",\"（\"&入力区間!$AB$47&\"）\")","v":""}]
[null,null,"⑨ 区間所要水頭 h37",null,"=","⑥＋⑦＋⑧"]
[null,null,null,null,"=",{"$f":"IF(F657=\"\",\"\",F657)","v":""},"＋",{"$f":"IF(F658=\"\",\"\",F658)","v":0},"＋",{"$f":"IF(F659=\"\",\"\",F659)","v":0}]
[null,null,null,null,"=",{"$f":"IF(入力区間!$D$47=\"\",\"\",入力区間!$D$47)","v":""},"ｍ"]
[null,null,"⑩ 累計所要水頭 H37",null,"=","h37＋H36"]
[null,null,null,null,"=",{"$f":"IF(F662=\"\",\"\",F662)","v":""},"＋",{"$f":"IF(F647=\"\",\"\",F647)","v":""}]
[null,null,null,null,"=",{"$f":"IF(入力区間!$C$47=\"\",\"\",入力区間!$C$47)","v":""},"ｍ"]
[]
[null,"38．区　間",null,{"$f":"IF(入力区間!$G$48=\"\",\"\",入力区間!$G$48)","v":""}]
[null,null,"① 仮定口径",null,"=",{"$f":"IF(入力区間!$I$48=\"\",\"\",入力区間!$I$48)","v":""},"ｍｍ"]
[null,null,"② 管延長",null,"=",{"$f":"IF(入力区間!$J$48=\"\",\"\",入力区間!$J$48)","v":""},"ｍ"]
[null,null,"③ 直管換算長",null,"=",{"$f":"IF(入力区間!$AW$48=\"\",\"\",入力区間!$AW$48)","v":""},"ｍ"]
[null,null,"④ 流量",null,"=",{"$f":"IF(入力区間!$H$48=\"\",\"\",入力区間!$H$48)","v":""},"Ｌ/sec"]
[null,null,"⑤ 動水勾配",null,"=",{"$f":"IF(入力区間!$AE$48=\"\",\"\",入力区間!$AE$48)","v":""},"‰",{"$f":"IF(入力区間!$AD$48=\"\",\"\",IF(入力区間!$AD$48=\"W\",\"（ウエストン公式より）\",\"（Ｈ．ウィリアムス公式より）\"))","v":""}]
[null,null,"⑥ 損失水頭",null,"=","⑤×(②＋③)"]
[null,null,null,null,"=",{"$f":"IF(F672=\"\",\"\",F672/1000)","v":""},"× (",{"$f":"IF(F669=\"\",\"\",F669)","v":""},"＋",{"$f":"IF(F670=\"\",\"\",F670)","v":""},")"]
[null,null,null,null,"=",{"$f":"IF(入力区間!$AG$48=\"\",\"\",入力区間!$AG$48)","v":""},"ｍ"]
[null,null,"⑦ 立上り",null,"=",{"$f":"IF(入力区間!$K$48=\"\",0,ROUND(入力区間!$K$48,2))","v":0},"ｍ"]
[null,null,"⑧ 他損失水頭等",null,"=",{"$f":"IF(入力区間!$AA$48=\"\",0,ROUND(入力区間!$AA$48,2))","v":0},"ｍ",{"$f":"IF(入力区間!$AB$48=\"\",\"\",\"（\"&入力区間!$AB$48&\"）\")","v":""}]
[null,null,"⑨ 区間所要水頭 h38",null,"=","⑥＋⑦＋⑧"]
[null,null,null,null,"=",{"$f":"IF(F675=\"\",\"\",F675)","v":""},"＋",{"$f":"IF(F676=\"\",\"\",F676)","v":0},"＋",{"$f":"IF(F677=\"\",\"\",F677)","v":0}]
[null,null,null,null,"=",{"$f":"IF(入力区間!$D$48=\"\",\"\",入力区間!$D$48)","v":""},"ｍ"]
[null,null,"⑩ 累計所要水頭 H38",null,"=","h38＋H37"]
[null,null,null,null,"=",{"$f":"IF(F680=\"\",\"\",F680)","v":""},"＋",{"$f":"IF(F665=\"\",\"\",F665)","v":""}]
[null,null,null,null,"=",{"$f":"IF(入力区間!$C$48=\"\",\"\",入力区間!$C$48)","v":""},"ｍ"]
[]
[null,"39．区　間",null,{"$f":"IF(入力区間!$G$49=\"\",\"\",入力区間!$G$49)","v":""}]
[null,null,"① 仮定口径",null,"=",{"$f":"IF(入力区間!$I$49=\"\",\"\",入力区間!$I$49)","v":""},"ｍｍ"]
[null,null,"② 管延長",null,"=",{"$f":"IF(入力区間!$J$49=\"\",\"\",入力区間!$J$49)","v":""},"ｍ"]
[null,null,"③ 直管換算長",null,"=",{"$f":"IF(入力区間!$AW$49=\"\",\"\",入力区間!$AW$49)","v":""},"ｍ"]
[null,null,"④ 流量",null,"=",{"$f":"IF(入力区間!$H$49=\"\",\"\",入力区間!$H$49)","v":""},"Ｌ/sec"]
[null,null,"⑤ 動水勾配",null,"=",{"$f":"IF(入力区間!$AE$49=\"\",\"\",入力区間!$AE$49)","v":""},"‰",{"$f":"IF(入力区間!$AD$49=\"\",\"\",IF(入力区間!$AD$49=\"W\",\"（ウエストン公式より）\",\"（Ｈ．ウィリアムス公式より）\"))","v":""}]
[null,null,"⑥ 損失水頭",null,"=","⑤×(②＋③)"]
[null,null,null,null,"=",{"$f":"IF(F690=\"\",\"\",F690/1000)","v":""},"× (",{"$f":"IF(F687=\"\",\"\",F687)","v":""},"＋",{"$f":"IF(F688=\"\",\"\",F688)","v":""},")"]
[null,null,null,null,"=",{"$f":"IF(入力区間!$AG$49=\"\",\"\",入力区間!$AG$49)","v":""},"ｍ"]
[null,null,"⑦ 立上り",null,"=",{"$f":"IF(入力区間!$K$49=\"\",0,ROUND(入力区間!$K$49,2))","v":0},"ｍ"]
[null,null,"⑧ 他損失水頭等",null,"=",{"$f":"IF(入力区間!$AA$49=\"\",0,ROUND(入力区間!$AA$49,2))","v":0},"ｍ",{"$f":"IF(入力区間!$AB$49=\"\",\"\",\"（\"&入力区間!$AB$49&\"）\")","v":""}]
[null,null,"⑨ 区間所要水頭 h39",null,"=","⑥＋⑦＋⑧"]
[null,null,null,null,"=",{"$f":"IF(F693=\"\",\"\",F693)","v":""},"＋",{"$f":"IF(F694=\"\",\"\",F694)","v":0},"＋",{"$f":"IF(F695=\"\",\"\",F695)","v":0}]
[null,null,null,null,"=",{"$f":"IF(入力区間!$D$49=\"\",\"\",入力区間!$D$49)","v":""},"ｍ"]
[null,null,"⑩ 累計所要水頭 H39",null,"=","h39＋H38"]
[null,null,null,null,"=",{"$f":"IF(F698=\"\",\"\",F698)","v":""},"＋",{"$f":"IF(F683=\"\",\"\",F683)","v":""}]
[null,null,null,null,"=",{"$f":"IF(入力区間!$C$49=\"\",\"\",入力区間!$C$49)","v":""},"ｍ"]
[]
[null,"40．区　間",null,{"$f":"IF(入力区間!$G$50=\"\",\"\",入力区間!$G$50)","v":""}]
[null,null,"① 仮定口径",null,"=",{"$f":"IF(入力区間!$I$50=\"\",\"\",入力区間!$I$50)","v":""},"ｍｍ"]
[null,null,"② 管延長",null,"=",{"$f":"IF(入力区間!$J$50=\"\",\"\",入力区間!$J$50)","v":""},"ｍ"]
[null,null,"③ 直管換算長",null,"=",{"$f":"IF(入力区間!$AW$50=\"\",\"\",入力区間!$AW$50)","v":""},"ｍ"]
[null,null,"④ 流量",null,"=",{"$f":"IF(入力区間!$H$50=\"\",\"\",入力区間!$H$50)","v":""},"Ｌ/sec"]
[null,null,"⑤ 動水勾配",null,"=",{"$f":"IF(入力区間!$AE$50=\"\",\"\",入力区間!$AE$50)","v":""},"‰",{"$f":"IF(入力区間!$AD$50=\"\",\"\",IF(入力区間!$AD$50=\"W\",\"（ウエストン公式より）\",\"（Ｈ．ウィリアムス公式より）\"))","v":""}]
[null,null,"⑥ 損失水頭",null,"=","⑤×(②＋③)"]
[null,null,null,null,"=",{"$f":"IF(F708=\"\",\"\",F708/1000)","v":""},"× (",{"$f":"IF(F705=\"\",\"\",F705)","v":""},"＋",{"$f":"IF(F706=\"\",\"\",F706)","v":""},")"]
[null,null,null,null,"=",{"$f":"IF(入力区間!$AG$50=\"\",\"\",入力区間!$AG$50)","v":""},"ｍ"]
[null,null,"⑦ 立上り",null,"=",{"$f":"IF(入力区間!$K$50=\"\",0,ROUND(入力区間!$K$50,2))","v":0},"ｍ"]
[null,null,"⑧ 他損失水頭等",null,"=",{"$f":"IF(入力区間!$AA$50=\"\",0,ROUND(入力区間!$AA$50,2))","v":0},"ｍ",{"$f":"IF(入力区間!$AB$50=\"\",\"\",\"（\"&入力区間!$AB$50&\"）\")","v":""}]
[null,null,"⑨ 区間所要水頭 h40",null,"=","⑥＋⑦＋⑧"]
[null,null,null,null,"=",{"$f":"IF(F711=\"\",\"\",F711)","v":""},"＋",{"$f":"IF(F712=\"\",\"\",F712)","v":0},"＋",{"$f":"IF(F713=\"\",\"\",F713)","v":0}]
[null,null,null,null,"=",{"$f":"IF(入力区間!$D$50=\"\",\"\",入力区間!$D$50)","v":""},"ｍ"]
[null,null,"⑩ 累計所要水頭 H40",null,"=","h40＋H39"]
[null,null,null,null,"=",{"$f":"IF(F716=\"\",\"\",F716)","v":""},"＋",{"$f":"IF(F701=\"\",\"\",F701)","v":""}]
[null,null,null,null,"=",{"$f":"IF(入力区間!$C$50=\"\",\"\",入力区間!$C$50)","v":""},"ｍ"]
[]
[null,"41．区　間",null,{"$f":"IF(入力区間!$G$51=\"\",\"\",入力区間!$G$51)","v":""}]
[null,null,"① 仮定口径",null,"=",{"$f":"IF(入力区間!$I$51=\"\",\"\",入力区間!$I$51)","v":""},"ｍｍ"]
[null,null,"② 管延長",null,"=",{"$f":"IF(入力区間!$J$51=\"\",\"\",入力区間!$J$51)","v":""},"ｍ"]
[null,null,"③ 直管換算長",null,"=",{"$f":"IF(入力区間!$AW$51=\"\",\"\",入力区間!$AW$51)","v":""},"ｍ"]
[null,null,"④ 流量",null,"=",{"$f":"IF(入力区間!$H$51=\"\",\"\",入力区間!$H$51)","v":""},"Ｌ/sec"]
[null,null,"⑤ 動水勾配",null,"=",{"$f":"IF(入力区間!$AE$51=\"\",\"\",入力区間!$AE$51)","v":""},"‰",{"$f":"IF(入力区間!$AD$51=\"\",\"\",IF(入力区間!$AD$51=\"W\",\"（ウエストン公式より）\",\"（Ｈ．ウィリアムス公式より）\"))","v":""}]
[null,null,"⑥ 損失水頭",null,"=","⑤×(②＋③)"]
[null,null,null,null,"=",{"$f":"IF(F726=\"\",\"\",F726/1000)","v":""},"× (",{"$f":"IF(F723=\"\",\"\",F723)","v":""},"＋",{"$f":"IF(F724=\"\",\"\",F724)","v":""},")"]
[null,null,null,null,"=",{"$f":"IF(入力区間!$AG$51=\"\",\"\",入力区間!$AG$51)","v":""},"ｍ"]
[null,null,"⑦ 立上り",null,"=",{"$f":"IF(入力区間!$K$51=\"\",0,ROUND(入力区間!$K$51,2))","v":0},"ｍ"]
[null,null,"⑧ 他損失水頭等",null,"=",{"$f":"IF(入力区間!$AA$51=\"\",0,ROUND(入力区間!$AA$51,2))","v":0},"ｍ",{"$f":"IF(入力区間!$AB$51=\"\",\"\",\"（\"&入力区間!$AB$51&\"）\")","v":""}]
[null,null,"⑨ 区間所要水頭 h41",null,"=","⑥＋⑦＋⑧"]
[null,null,null,null,"=",{"$f":"IF(F729=\"\",\"\",F729)","v":""},"＋",{"$f":"IF(F730=\"\",\"\",F730)","v":0},"＋",{"$f":"IF(F731=\"\",\"\",F731)","v":0}]
[null,null,null,null,"=",{"$f":"IF(入力区間!$D$51=\"\",\"\",入力区間!$D$51)","v":""},"ｍ"]
[null,null,"⑩ 累計所要水頭 H41",null,"=","h41＋H40"]
[null,null,null,null,"=",{"$f":"IF(F734=\"\",\"\",F734)","v":""},"＋",{"$f":"IF(F719=\"\",\"\",F719)","v":""}]
[null,null,null,null,"=",{"$f":"IF(入力区間!$C$51=\"\",\"\",入力区間!$C$51)","v":""},"ｍ"]
[]
[null,"42．区　間",null,{"$f":"IF(入力区間!$G$52=\"\",\"\",入力区間!$G$52)","v":""}]
[null,null,"① 仮定口径",null,"=",{"$f":"IF(入力区間!$I$52=\"\",\"\",入力区間!$I$52)","v":""},"ｍｍ"]
[null,null,"② 管延長",null,"=",{"$f":"IF(入力区間!$J$52=\"\",\"\",入力区間!$J$52)","v":""},"ｍ"]
[null,null,"③ 直管換算長",null,"=",{"$f":"IF(入力区間!$AW$52=\"\",\"\",入力区間!$AW$52)","v":""},"ｍ"]
[null,null,"④ 流量",null,"=",{"$f":"IF(入力区間!$H$52=\"\",\"\",入力区間!$H$52)","v":""},"Ｌ/sec"]
[null,null,"⑤ 動水勾配",null,"=",{"$f":"IF(入力区間!$AE$52=\"\",\"\",入力区間!$AE$52)","v":""},"‰",{"$f":"IF(入力区間!$AD$52=\"\",\"\",IF(入力区間!$AD$52=\"W\",\"（ウエストン公式より）\",\"（Ｈ．ウィリアムス公式より）\"))","v":""}]
[null,null,"⑥ 損失水頭",null,"=","⑤×(②＋③)"]
[null,null,null,null,"=",{"$f":"IF(F744=\"\",\"\",F744/1000)","v":""},"× (",{"$f":"IF(F741=\"\",\"\",F741)","v":""},"＋",{"$f":"IF(F742=\"\",\"\",F742)","v":""},")"]
[null,null,null,null,"=",{"$f":"IF(入力区間!$AG$52=\"\",\"\",入力区間!$AG$52)","v":""},"ｍ"]
[null,null,"⑦ 立上り",null,"=",{"$f":"IF(入力区間!$K$52=\"\",0,ROUND(入力区間!$K$52,2))","v":0},"ｍ"]
[null,null,"⑧ 他損失水頭等",null,"=",{"$f":"IF(入力区間!$AA$52=\"\",0,ROUND(入力区間!$AA$52,2))","v":0},"ｍ",{"$f":"IF(入力区間!$AB$52=\"\",\"\",\"（\"&入力区間!$AB$52&\"）\")","v":""}]
[null,null,"⑨ 区間所要水頭 h42",null,"=","⑥＋⑦＋⑧"]
[null,null,null,null,"=",{"$f":"IF(F747=\"\",\"\",F747)","v":""},"＋",{"$f":"IF(F748=\"\",\"\",F748)","v":0},"＋",{"$f":"IF(F749=\"\",\"\",F749)","v":0}]
[null,null,null,null,"=",{"$f":"IF(入力区間!$D$52=\"\",\"\",入力区間!$D$52)","v":""},"ｍ"]
[null,null,"⑩ 累計所要水頭 H42",null,"=","h42＋H41"]
[null,null,null,null,"=",{"$f":"IF(F752=\"\",\"\",F752)","v":""},"＋",{"$f":"IF(F737=\"\",\"\",F737)","v":""}]
[null,null,null,null,"=",{"$f":"IF(入力区間!$C$52=\"\",\"\",入力区間!$C$52)","v":""},"ｍ"]
[]
[null,"43．区　間",null,{"$f":"IF(入力区間!$G$53=\"\",\"\",入力区間!$G$53)","v":""}]
[null,null,"① 仮定口径",null,"=",{"$f":"IF(入力区間!$I$53=\"\",\"\",入力区間!$I$53)","v":""},"ｍｍ"]
[null,null,"② 管延長",null,"=",{"$f":"IF(入力区間!$J$53=\"\",\"\",入力区間!$J$53)","v":""},"ｍ"]
[null,null,"③ 直管換算長",null,"=",{"$f":"IF(入力区間!$AW$53=\"\",\"\",入力区間!$AW$53)","v":""},"ｍ"]
[null,null,"④ 流量",null,"=",{"$f":"IF(入力区間!$H$53=\"\",\"\",入力区間!$H$53)","v":""},"Ｌ/sec"]
[null,null,"⑤ 動水勾配",null,"=",{"$f":"IF(入力区間!$AE$53=\"\",\"\",入力区間!$AE$53)","v":""},"‰",{"$f":"IF(入力区間!$AD$53=\"\",\"\",IF(入力区間!$AD$53=\"W\",\"（ウエストン公式より）\",\"（Ｈ．ウィリアムス公式より）\"))","v":""}]
[null,null,"⑥ 損失水頭",null,"=","⑤×(②＋③)"]
[null,null,null,null,"=",{"$f":"IF(F762=\"\",\"\",F762/1000)","v":""},"× (",{"$f":"IF(F759=\"\",\"\",F759)","v":""},"＋",{"$f":"IF(F760=\"\",\"\",F760)","v":""},")"]
[null,null,null,null,"=",{"$f":"IF(入力区間!$AG$53=\"\",\"\",入力区間!$AG$53)","v":""},"ｍ"]
[null,null,"⑦ 立上り",null,"=",{"$f":"IF(入力区間!$K$53=\"\",0,ROUND(入力区間!$K$53,2))","v":0},"ｍ"]
[null,null,"⑧ 他損失水頭等",null,"=",{"$f":"IF(入力区間!$AA$53=\"\",0,ROUND(入力区間!$AA$53,2))","v":0},"ｍ",{"$f":"IF(入力区間!$AB$53=\"\",\"\",\"（\"&入力区間!$AB$53&\"）\")","v":""}]
[null,null,"⑨ 区間所要水頭 h43",null,"=","⑥＋⑦＋⑧"]
[null,null,null,null,"=",{"$f":"IF(F765=\"\",\"\",F765)","v":""},"＋",{"$f":"IF(F766=\"\",\"\",F766)","v":0},"＋",{"$f":"IF(F767=\"\",\"\",F767)","v":0}]
[null,null,null,null,"=",{"$f":"IF(入力区間!$D$53=\"\",\"\",入力区間!$D$53)","v":""},"ｍ"]
[null,null,"⑩ 累計所要水頭 H43",null,"=","h43＋H42"]
[null,null,null,null,"=",{"$f":"IF(F770=\"\",\"\",F770)","v":""},"＋",{"$f":"IF(F755=\"\",\"\",F755)","v":""}]
[null,null,null,null,"=",{"$f":"IF(入力区間!$C$53=\"\",\"\",入力区間!$C$53)","v":""},"ｍ"]
[]
[null,"44．区　間",null,{"$f":"IF(入力区間!$G$54=\"\",\"\",入力区間!$G$54)","v":""}]
[null,null,"① 仮定口径",null,"=",{"$f":"IF(入力区間!$I$54=\"\",\"\",入力区間!$I$54)","v":""},"ｍｍ"]
[null,null,"② 管延長",null,"=",{"$f":"IF(入力区間!$J$54=\"\",\"\",入力区間!$J$54)","v":""},"ｍ"]
[null,null,"③ 直管換算長",null,"=",{"$f":"IF(入力区間!$AW$54=\"\",\"\",入力区間!$AW$54)","v":""},"ｍ"]
[null,null,"④ 流量",null,"=",{"$f":"IF(入力区間!$H$54=\"\",\"\",入力区間!$H$54)","v":""},"Ｌ/sec"]
[null,null,"⑤ 動水勾配",null,"=",{"$f":"IF(入力区間!$AE$54=\"\",\"\",入力区間!$AE$54)","v":""},"‰",{"$f":"IF(入力区間!$AD$54=\"\",\"\",IF(入力区間!$AD$54=\"W\",\"（ウエストン公式より）\",\"（Ｈ．ウィリアムス公式より）\"))","v":""}]
[null,null,"⑥ 損失水頭",null,"=","⑤×(②＋③)"]
[null,null,null,null,"=",{"$f":"IF(F780=\"\",\"\",F780/1000)","v":""},"× (",{"$f":"IF(F777=\"\",\"\",F777)","v":""},"＋",{"$f":"IF(F778=\"\",\"\",F778)","v":""},")"]
[null,null,null,null,"=",{"$f":"IF(入力区間!$AG$54=\"\",\"\",入力区間!$AG$54)","v":""},"ｍ"]
[null,null,"⑦ 立上り",null,"=",{"$f":"IF(入力区間!$K$54=\"\",0,ROUND(入力区間!$K$54,2))","v":0},"ｍ"]
[null,null,"⑧ 他損失水頭等",null,"=",{"$f":"IF(入力区間!$AA$54=\"\",0,ROUND(入力区間!$AA$54,2))","v":0},"ｍ",{"$f":"IF(入力区間!$AB$54=\"\",\"\",\"（\"&入力区間!$AB$54&\"）\")","v":""}]
[null,null,"⑨ 区間所要水頭 h44",null,"=","⑥＋⑦＋⑧"]
[null,null,null,null,"=",{"$f":"IF(F783=\"\",\"\",F783)","v":""},"＋",{"$f":"IF(F784=\"\",\"\",F784)","v":0},"＋",{"$f":"IF(F785=\"\",\"\",F785)","v":0}]
[null,null,null,null,"=",{"$f":"IF(入力区間!$D$54=\"\",\"\",入力区間!$D$54)","v":""},"ｍ"]
[null,null,"⑩ 累計所要水頭 H44",null,"=","h44＋H43"]
[null,null,null,null,"=",{"$f":"IF(F788=\"\",\"\",F788)","v":""},"＋",{"$f":"IF(F773=\"\",\"\",F773)","v":""}]
[null,null,null,null,"=",{"$f":"IF(入力区間!$C$54=\"\",\"\",入力区間!$C$54)","v":""},"ｍ"]
[]
[null,"45．区　間",null,{"$f":"IF(入力区間!$G$55=\"\",\"\",入力区間!$G$55)","v":""}]
[null,null,"① 仮定口径",null,"=",{"$f":"IF(入力区間!$I$55=\"\",\"\",入力区間!$I$55)","v":""},"ｍｍ"]
[null,null,"② 管延長",null,"=",{"$f":"IF(入力区間!$J$55=\"\",\"\",入力区間!$J$55)","v":""},"ｍ"]
[null,null,"③ 直管換算長",null,"=",{"$f":"IF(入力区間!$AW$55=\"\",\"\",入力区間!$AW$55)","v":""},"ｍ"]
[null,null,"④ 流量",null,"=",{"$f":"IF(入力区間!$H$55=\"\",\"\",入力区間!$H$55)","v":""},"Ｌ/sec"]
[null,null,"⑤ 動水勾配",null,"=",{"$f":"IF(入力区間!$AE$55=\"\",\"\",入力区間!$AE$55)","v":""},"‰",{"$f":"IF(入力区間!$AD$55=\"\",\"\",IF(入力区間!$AD$55=\"W\",\"（ウエストン公式より）\",\"（Ｈ．ウィリアムス公式より）\"))","v":""}]
[null,null,"⑥ 損失水頭",null,"=","⑤×(②＋③)"]
[null,null,null,null,"=",{"$f":"IF(F798=\"\",\"\",F798/1000)","v":""},"× (",{"$f":"IF(F795=\"\",\"\",F795)","v":""},"＋",{"$f":"IF(F796=\"\",\"\",F796)","v":""},")"]
[null,null,null,null,"=",{"$f":"IF(入力区間!$AG$55=\"\",\"\",入力区間!$AG$55)","v":""},"ｍ"]
[null,null,"⑦ 立上り",null,"=",{"$f":"IF(入力区間!$K$55=\"\",0,ROUND(入力区間!$K$55,2))","v":0},"ｍ"]
[null,null,"⑧ 他損失水頭等",null,"=",{"$f":"IF(入力区間!$AA$55=\"\",0,ROUND(入力区間!$AA$55,2))","v":0},"ｍ",{"$f":"IF(入力区間!$AB$55=\"\",\"\",\"（\"&入力区間!$AB$55&\"）\")","v":""}]
[null,null,"⑨ 区間所要水頭 h45",null,"=","⑥＋⑦＋⑧"]
[null,null,null,null,"=",{"$f":"IF(F801=\"\",\"\",F801)","v":""},"＋",{"$f":"IF(F802=\"\",\"\",F802)","v":0},"＋",{"$f":"IF(F803=\"\",\"\",F803)","v":0}]
[null,null,null,null,"=",{"$f":"IF(入力区間!$D$55=\"\",\"\",入力区間!$D$55)","v":""},"ｍ"]
[null,null,"⑩ 累計所要水頭 H45",null,"=","h45＋H44"]
[null,null,null,null,"=",{"$f":"IF(F806=\"\",\"\",F806)","v":""},"＋",{"$f":"IF(F791=\"\",\"\",F791)","v":""}]
[null,null,null,null,"=",{"$f":"IF(入力区間!$C$55=\"\",\"\",入力区間!$C$55)","v":""},"ｍ"]
[]
[null,"46．区　間",null,{"$f":"IF(入力区間!$G$56=\"\",\"\",入力区間!$G$56)","v":""}]
[null,null,"① 仮定口径",null,"=",{"$f":"IF(入力区間!$I$56=\"\",\"\",入力区間!$I$56)","v":""},"ｍｍ"]
[null,null,"② 管延長",null,"=",{"$f":"IF(入力区間!$J$56=\"\",\"\",入力区間!$J$56)","v":""},"ｍ"]
[null,null,"③ 直管換算長",null,"=",{"$f":"IF(入力区間!$AW$56=\"\",\"\",入力区間!$AW$56)","v":""},"ｍ"]
[null,null,"④ 流量",null,"=",{"$f":"IF(入力区間!$H$56=\"\",\"\",入力区間!$H$56)","v":""},"Ｌ/sec"]
[null,null,"⑤ 動水勾配",null,"=",{"$f":"IF(入力区間!$AE$56=\"\",\"\",入力区間!$AE$56)","v":""},"‰",{"$f":"IF(入力区間!$AD$56=\"\",\"\",IF(入力区間!$AD$56=\"W\",\"（ウエストン公式より）\",\"（Ｈ．ウィリアムス公式より）\"))","v":""}]
[null,null,"⑥ 損失水頭",null,"=","⑤×(②＋③)"]
[null,null,null,null,"=",{"$f":"IF(F816=\"\",\"\",F816/1000)","v":""},"× (",{"$f":"IF(F813=\"\",\"\",F813)","v":""},"＋",{"$f":"IF(F814=\"\",\"\",F814)","v":""},")"]
[null,null,null,null,"=",{"$f":"IF(入力区間!$AG$56=\"\",\"\",入力区間!$AG$56)","v":""},"ｍ"]
[null,null,"⑦ 立上り",null,"=",{"$f":"IF(入力区間!$K$56=\"\",0,ROUND(入力区間!$K$56,2))","v":0},"ｍ"]
[null,null,"⑧ 他損失水頭等",null,"=",{"$f":"IF(入力区間!$AA$56=\"\",0,ROUND(入力区間!$AA$56,2))","v":0},"ｍ",{"$f":"IF(入力区間!$AB$56=\"\",\"\",\"（\"&入力区間!$AB$56&\"）\")","v":""}]
[null,null,"⑨ 区間所要水頭 h46",null,"=","⑥＋⑦＋⑧"]
[null,null,null,null,"=",{"$f":"IF(F819=\"\",\"\",F819)","v":""},"＋",{"$f":"IF(F820=\"\",\"\",F820)","v":0},"＋",{"$f":"IF(F821=\"\",\"\",F821)","v":0}]
[null,null,null,null,"=",{"$f":"IF(入力区間!$D$56=\"\",\"\",入力区間!$D$56)","v":""},"ｍ"]
[null,null,"⑩ 累計所要水頭 H46",null,"=","h46＋H45"]
[null,null,null,null,"=",{"$f":"IF(F824=\"\",\"\",F824)","v":""},"＋",{"$f":"IF(F809=\"\",\"\",F809)","v":""}]
[null,null,null,null,"=",{"$f":"IF(入力区間!$C$56=\"\",\"\",入力区間!$C$56)","v":""},"ｍ"]
[]
[null,"47．区　間",null,{"$f":"IF(入力区間!$G$57=\"\",\"\",入力区間!$G$57)","v":""}]
[null,null,"① 仮定口径",null,"=",{"$f":"IF(入力区間!$I$57=\"\",\"\",入力区間!$I$57)","v":""},"ｍｍ"]
[null,null,"② 管延長",null,"=",{"$f":"IF(入力区間!$J$57=\"\",\"\",入力区間!$J$57)","v":""},"ｍ"]
[null,null,"③ 直管換算長",null,"=",{"$f":"IF(入力区間!$AW$57=\"\",\"\",入力区間!$AW$57)","v":""},"ｍ"]
[null,null,"④ 流量",null,"=",{"$f":"IF(入力区間!$H$57=\"\",\"\",入力区間!$H$57)","v":""},"Ｌ/sec"]
[null,null,"⑤ 動水勾配",null,"=",{"$f":"IF(入力区間!$AE$57=\"\",\"\",入力区間!$AE$57)","v":""},"‰",{"$f":"IF(入力区間!$AD$57=\"\",\"\",IF(入力区間!$AD$57=\"W\",\"（ウエストン公式より）\",\"（Ｈ．ウィリアムス公式より）\"))","v":""}]
[null,null,"⑥ 損失水頭",null,"=","⑤×(②＋③)"]
[null,null,null,null,"=",{"$f":"IF(F834=\"\",\"\",F834/1000)","v":""},"× (",{"$f":"IF(F831=\"\",\"\",F831)","v":""},"＋",{"$f":"IF(F832=\"\",\"\",F832)","v":""},")"]
[null,null,null,null,"=",{"$f":"IF(入力区間!$AG$57=\"\",\"\",入力区間!$AG$57)","v":""},"ｍ"]
[null,null,"⑦ 立上り",null,"=",{"$f":"IF(入力区間!$K$57=\"\",0,ROUND(入力区間!$K$57,2))","v":0},"ｍ"]
[null,null,"⑧ 他損失水頭等",null,"=",{"$f":"IF(入力区間!$AA$57=\"\",0,ROUND(入力区間!$AA$57,2))","v":0},"ｍ",{"$f":"IF(入力区間!$AB$57=\"\",\"\",\"（\"&入力区間!$AB$57&\"）\")","v":""}]
[null,null,"⑨ 区間所要水頭 h47",null,"=","⑥＋⑦＋⑧"]
[null,null,null,null,"=",{"$f":"IF(F837=\"\",\"\",F837)","v":""},"＋",{"$f":"IF(F838=\"\",\"\",F838)","v":0},"＋",{"$f":"IF(F839=\"\",\"\",F839)","v":0}]
[null,null,null,null,"=",{"$f":"IF(入力区間!$D$57=\"\",\"\",入力区間!$D$57)","v":""},"ｍ"]
[null,null,"⑩ 累計所要水頭 H47",null,"=","h47＋H46"]
[null,null,null,null,"=",{"$f":"IF(F842=\"\",\"\",F842)","v":""},"＋",{"$f":"IF(F827=\"\",\"\",F827)","v":""}]
[null,null,null,null,"=",{"$f":"IF(入力区間!$C$57=\"\",\"\",入力区間!$C$57)","v":""},"ｍ"]
[]
[null,"48．区　間",null,{"$f":"IF(入力区間!$G$58=\"\",\"\",入力区間!$G$58)","v":""}]
[null,null,"① 仮定口径",null,"=",{"$f":"IF(入力区間!$I$58=\"\",\"\",入力区間!$I$58)","v":""},"ｍｍ"]
[null,null,"② 管延長",null,"=",{"$f":"IF(入力区間!$J$58=\"\",\"\",入力区間!$J$58)","v":""},"ｍ"]
[null,null,"③ 直管換算長",null,"=",{"$f":"IF(入力区間!$AW$58=\"\",\"\",入力区間!$AW$58)","v":""},"ｍ"]
[null,null,"④ 流量",null,"=",{"$f":"IF(入力区間!$H$58=\"\",\"\",入力区間!$H$58)","v":""},"Ｌ/sec"]
[null,null,"⑤ 動水勾配",null,"=",{"$f":"IF(入力区間!$AE$58=\"\",\"\",入力区間!$AE$58)","v":""},"‰",{"$f":"IF(入力区間!$AD$58=\"\",\"\",IF(入力区間!$AD$58=\"W\",\"（ウエストン公式より）\",\"（Ｈ．ウィリアムス公式より）\"))","v":""}]
[null,null,"⑥ 損失水頭",null,"=","⑤×(②＋③)"]
[null,null,null,null,"=",{"$f":"IF(F852=\"\",\"\",F852/1000)","v":""},"× (",{"$f":"IF(F849=\"\",\"\",F849)","v":""},"＋",{"$f":"IF(F850=\"\",\"\",F850)","v":""},")"]
[null,null,null,null,"=",{"$f":"IF(入力区間!$AG$58=\"\",\"\",入力区間!$AG$58)","v":""},"ｍ"]
[null,null,"⑦ 立上り",null,"=",{"$f":"IF(入力区間!$K$58=\"\",0,ROUND(入力区間!$K$58,2))","v":0},"ｍ"]
[null,null,"⑧ 他損失水頭等",null,"=",{"$f":"IF(入力区間!$AA$58=\"\",0,ROUND(入力区間!$AA$58,2))","v":0},"ｍ",{"$f":"IF(入力区間!$AB$58=\"\",\"\",\"（\"&入力区間!$AB$58&\"）\")","v":""}]
[null,null,"⑨ 区間所要水頭 h48",null,"=","⑥＋⑦＋⑧"]
[null,null,null,null,"=",{"$f":"IF(F855=\"\",\"\",F855)","v":""},"＋",{"$f":"IF(F856=\"\",\"\",F856)","v":0},"＋",{"$f":"IF(F857=\"\",\"\",F857)","v":0}]
[null,null,null,null,"=",{"$f":"IF(入力区間!$D$58=\"\",\"\",入力区間!$D$58)","v":""},"ｍ"]
[null,null,"⑩ 累計所要水頭 H48",null,"=","h48＋H47"]
[null,null,null,null,"=",{"$f":"IF(F860=\"\",\"\",F860)","v":""},"＋",{"$f":"IF(F845=\"\",\"\",F845)","v":""}]
[null,null,null,null,"=",{"$f":"IF(入力区間!$C$58=\"\",\"\",入力区間!$C$58)","v":""},"ｍ"]
[]
[null,"49．区　間",null,{"$f":"IF(入力区間!$G$59=\"\",\"\",入力区間!$G$59)","v":""}]
[null,null,"① 仮定口径",null,"=",{"$f":"IF(入力区間!$I$59=\"\",\"\",入力区間!$I$59)","v":""},"ｍｍ"]
[null,null,"② 管延長",null,"=",{"$f":"IF(入力区間!$J$59=\"\",\"\",入力区間!$J$59)","v":""},"ｍ"]
[null,null,"③ 直管換算長",null,"=",{"$f":"IF(入力区間!$AW$59=\"\",\"\",入力区間!$AW$59)","v":""},"ｍ"]
[null,null,"④ 流量",null,"=",{"$f":"IF(入力区間!$H$59=\"\",\"\",入力区間!$H$59)","v":""},"Ｌ/sec"]
[null,null,"⑤ 動水勾配",null,"=",{"$f":"IF(入力区間!$AE$59=\"\",\"\",入力区間!$AE$59)","v":""},"‰",{"$f":"IF(入力区間!$AD$59=\"\",\"\",IF(入力区間!$AD$59=\"W\",\"（ウエストン公式より）\",\"（Ｈ．ウィリアムス公式より）\"))","v":""}]
[null,null,"⑥ 損失水頭",null,"=","⑤×(②＋③)"]
[null,null,null,null,"=",{"$f":"IF(F870=\"\",\"\",F870/1000)","v":""},"× (",{"$f":"IF(F867=\"\",\"\",F867)","v":""},"＋",{"$f":"IF(F868=\"\",\"\",F868)","v":""},")"]
[null,null,null,null,"=",{"$f":"IF(入力区間!$AG$59=\"\",\"\",入力区間!$AG$59)","v":""},"ｍ"]
[null,null,"⑦ 立上り",null,"=",{"$f":"IF(入力区間!$K$59=\"\",0,ROUND(入力区間!$K$59,2))","v":0},"ｍ"]
[null,null,"⑧ 他損失水頭等",null,"=",{"$f":"IF(入力区間!$AA$59=\"\",0,ROUND(入力区間!$AA$59,2))","v":0},"ｍ",{"$f":"IF(入力区間!$AB$59=\"\",\"\",\"（\"&入力区間!$AB$59&\"）\")","v":""}]
[null,null,"⑨ 区間所要水頭 h49",null,"=","⑥＋⑦＋⑧"]
[null,null,null,null,"=",{"$f":"IF(F873=\"\",\"\",F873)","v":""},"＋",{"$f":"IF(F874=\"\",\"\",F874)","v":0},"＋",{"$f":"IF(F875=\"\",\"\",F875)","v":0}]
[null,null,null,null,"=",{"$f":"IF(入力区間!$D$59=\"\",\"\",入力区間!$D$59)","v":""},"ｍ"]
[null,null,"⑩ 累計所要水頭 H49",null,"=","h49＋H48"]
[null,null,null,null,"=",{"$f":"IF(F878=\"\",\"\",F878)","v":""},"＋",{"$f":"IF(F863=\"\",\"\",F863)","v":""}]
[null,null,null,null,"=",{"$f":"IF(入力区間!$C$59=\"\",\"\",入力区間!$C$59)","v":""},"ｍ"]
[]
[null,"50．区　間",null,{"$f":"IF(入力区間!$G$60=\"\",\"\",入力区間!$G$60)","v":""}]
[null,null,"① 仮定口径",null,"=",{"$f":"IF(入力区間!$I$60=\"\",\"\",入力区間!$I$60)","v":""},"ｍｍ"]
[null,null,"② 管延長",null,"=",{"$f":"IF(入力区間!$J$60=\"\",\"\",入力区間!$J$60)","v":""},"ｍ"]
[null,null,"③ 直管換算長",null,"=",{"$f":"IF(入力区間!$AW$60=\"\",\"\",入力区間!$AW$60)","v":""},"ｍ"]
[null,null,"④ 流量",null,"=",{"$f":"IF(入力区間!$H$60=\"\",\"\",入力区間!$H$60)","v":""},"Ｌ/sec"]
[null,null,"⑤ 動水勾配",null,"=",{"$f":"IF(入力区間!$AE$60=\"\",\"\",入力区間!$AE$60)","v":""},"‰",{"$f":"IF(入力区間!$AD$60=\"\",\"\",IF(入力区間!$AD$60=\"W\",\"（ウエストン公式より）\",\"（Ｈ．ウィリアムス公式より）\"))","v":""}]
[null,null,"⑥ 損失水頭",null,"=","⑤×(②＋③)"]
[null,null,null,null,"=",{"$f":"IF(F888=\"\",\"\",F888/1000)","v":""},"× (",{"$f":"IF(F885=\"\",\"\",F885)","v":""},"＋",{"$f":"IF(F886=\"\",\"\",F886)","v":""},")"]
[null,null,null,null,"=",{"$f":"IF(入力区間!$AG$60=\"\",\"\",入力区間!$AG$60)","v":""},"ｍ"]
[null,null,"⑦ 立上り",null,"=",{"$f":"IF(入力区間!$K$60=\"\",0,ROUND(入力区間!$K$60,2))","v":0},"ｍ"]
[null,null,"⑧ 他損失水頭等",null,"=",{"$f":"IF(入力区間!$AA$60=\"\",0,ROUND(入力区間!$AA$60,2))","v":0},"ｍ",{"$f":"IF(入力区間!$AB$60=\"\",\"\",\"（\"&入力区間!$AB$60&\"）\")","v":""}]
[null,null,"⑨ 区間所要水頭 h50",null,"=","⑥＋⑦＋⑧"]
[null,null,null,null,"=",{"$f":"IF(F891=\"\",\"\",F891)","v":""},"＋",{"$f":"IF(F892=\"\",\"\",F892)","v":0},"＋",{"$f":"IF(F893=\"\",\"\",F893)","v":0}]
[null,null,null,null,"=",{"$f":"IF(入力区間!$D$60=\"\",\"\",入力区間!$D$60)","v":""},"ｍ"]
[null,null,"⑩ 累計所要水頭 H50",null,"=","h50＋H49"]
[null,null,null,null,"=",{"$f":"IF(F896=\"\",\"\",F896)","v":""},"＋",{"$f":"IF(F881=\"\",\"\",F881)","v":""}]
[null,null,null,null,"=",{"$f":"IF(入力区間!$C$60=\"\",\"\",入力区間!$C$60)","v":""},"ｍ"]

{"sheet":"2区間計算安全有他損失無","index":33,"n_rows":849,"n_cols":12,"rows_kept":849,"cut":false,"hidden":true,"merged":[]}
[null,"１．区　間",null,{"$f":"IF(入力区間!$G$11=\"\",\"\",入力区間!$G$11)","v":"A-B"}]
[null,null,"① 仮定口径",null,"=",{"$f":"IF(入力区間!$I$11=\"\",\"\",入力区間!$I$11)","v":13},"ｍｍ"]
[null,null,"② 管延長",null,"=",{"$f":"IF(入力区間!$J$11=\"\",\"\",入力区間!$J$11)","v":1.8},"ｍ"]
[null,null,"③ 直管換算長",null,"=",{"$f":"IF(入力区間!$AW$11=\"\",\"\",入力区間!$AW$11)","v":3},"ｍ"]
[null,null,"④ 流量",null,"=",{"$f":"IF(入力区間!$H$11=\"\",\"\",入力区間!$H$11)","v":0.2},"Ｌ/sec"]
[null,null,"⑤ 動水勾配",null,"=",{"$f":"IF(入力区間!$AE$11=\"\",\"\",入力区間!$AE$11)","v":229},"‰",{"$f":"IF(入力区間!$AD$11=\"\",\"\",IF(入力区間!$AD$11=\"W\",\"（ウエストン公式より）\",\"（Ｈ．ウィリアムス公式より）\"))","v":"（ウエストン公式より）"}]
[null,null,"⑥ 損失水頭",null,"=","⑤×(②＋③)×安全率"]
[null,null,null,null,"=",{"$f":"IF(F6=\"\",\"\",F6/1000)","v":0.22900000000000001},"× (",{"$f":"IF(F3=\"\",\"\",F3)","v":1.8},"＋",{"$f":"IF(F4=\"\",\"\",F4)","v":3},") ×",{"$f":"IF(入力区間!$AG$10=\"\",\"\",入力区間!$AG$10)","v":1.1000000000000001}]
[null,null,null,null,"=",{"$f":"IF(入力区間!$AG$11=\"\",\"\",入力区間!$AG$11)","v":1.21},"ｍ"]
[null,null,"⑦ 立上り",null,"=",{"$f":"IF(入力区間!$K$11=\"\",0,ROUND(入力区間!$K$11,2))","v":1.5},"ｍ"]
[null,null,"⑧ 区間所要水頭 h1",null,"=","⑥＋⑦"]
[null,null,null,null,"=",{"$f":"IF(F9=\"\",\"\",F9)","v":1.21},"＋",{"$f":"IF(F10=\"\",\"\",F10)","v":1.5}]
[null,null,null,null,"=",{"$f":"IF(入力区間!$D$11=\"\",\"\",入力区間!$D$11)","v":2.71},"ｍ"]
[null,null,"⑨ 累計所要水頭 H1",null,"=","h1"]
[null,null,null,null,"=",{"$f":"IF(入力区間!$C$11=\"\",\"\",入力区間!$C$11)","v":2.71},"ｍ"]
[]
[]
[null,"２．区　間",null,{"$f":"IF(入力区間!$G$12=\"\",\"\",入力区間!$G$12)","v":"B-C"}]
[null,null,"① 仮定口径",null,"=",{"$f":"IF(入力区間!$I$12=\"\",\"\",入力区間!$I$12)","v":20},"ｍｍ"]
[null,null,"② 管延長",null,"=",{"$f":"IF(入力区間!$J$12=\"\",\"\",入力区間!$J$12)","v":3.5},"ｍ"]
[null,null,"③ 直管換算長",null,"=",{"$f":"IF(入力区間!$AW$12=\"\",\"\",入力区間!$AW$12)","v":0},"ｍ"]
[null,null,"④ 流量",null,"=",{"$f":"IF(入力区間!$H$12=\"\",\"\",入力区間!$H$12)","v":0.2},"Ｌ/sec"]
[null,null,"⑤ 動水勾配",null,"=",{"$f":"IF(入力区間!$AE$12=\"\",\"\",入力区間!$AE$12)","v":33},"‰",{"$f":"IF(入力区間!$AD$12=\"\",\"\",IF(入力区間!$AD$12=\"W\",\"（ウエストン公式より）\",\"（Ｈ．ウィリアムス公式より）\"))","v":"（ウエストン公式より）"}]
[null,null,"⑥ 損失水頭",null,"=","⑤×(②＋③)×安全率"]
[null,null,null,null,"=",{"$f":"IF(F23=\"\",\"\",F23/1000)","v":3.3000000000000002E-2},"× (",{"$f":"IF(F20=\"\",\"\",F20)","v":3.5},"＋",{"$f":"IF(F21=\"\",\"\",F21)","v":0},") ×",{"$f":"IF(入力区間!$AG$10=\"\",\"\",入力区間!$AG$10)","v":1.1000000000000001}]
[null,null,null,null,"=",{"$f":"IF(入力区間!$AG$12=\"\",\"\",入力区間!$AG$12)","v":0.13},"ｍ"]
[null,null,"⑦ 立上り",null,"=",{"$f":"IF(入力区間!$K$12=\"\",0,ROUND(入力区間!$K$12,2))","v":0},"ｍ"]
[null,null,"⑧ 区間所要水頭 h2",null,"=","⑥＋⑦"]
[null,null,null,null,"=",{"$f":"IF(F26=\"\",\"\",F26)","v":0.13},"＋",{"$f":"IF(F27=\"\",\"\",F27)","v":0}]
[null,null,null,null,"=",{"$f":"IF(入力区間!$D$12=\"\",\"\",入力区間!$D$12)","v":0.13},"ｍ"]
[null,null,"⑨ 累計所要水頭 H2",null,"=","h2＋H1"]
[null,null,null,null,"=",{"$f":"IF(F30=\"\",\"\",F30)","v":0.13},"＋",{"$f":"IF(F15=\"\",\"\",F15)","v":2.71}]
[null,null,null,null,"=",{"$f":"IF(入力区間!$C$12=\"\",\"\",入力区間!$C$12)","v":2.84},"ｍ"]
[]
[null,"３．区　間",null,{"$f":"IF(入力区間!$G$13=\"\",\"\",入力区間!$G$13)","v":"C-D"}]
[null,null,"① 仮定口径",null,"=",{"$f":"IF(入力区間!$I$13=\"\",\"\",入力区間!$I$13)","v":20},"ｍｍ"]
[null,null,"② 管延長",null,"=",{"$f":"IF(入力区間!$J$13=\"\",\"\",入力区間!$J$13)","v":13},"ｍ"]
[null,null,"③ 直管換算長",null,"=",{"$f":"IF(入力区間!$AW$13=\"\",\"\",入力区間!$AW$13)","v":0.15},"ｍ"]
[null,null,"④ 流量",null,"=",{"$f":"IF(入力区間!$H$13=\"\",\"\",入力区間!$H$13)","v":0.33},"Ｌ/sec"]
[null,null,"⑤ 動水勾配",null,"=",{"$f":"IF(入力区間!$AE$13=\"\",\"\",入力区間!$AE$13)","v":78},"‰",{"$f":"IF(入力区間!$AD$13=\"\",\"\",IF(入力区間!$AD$13=\"W\",\"（ウエストン公式より）\",\"（Ｈ．ウィリアムス公式より）\"))","v":"（ウエストン公式より）"}]
[null,null,"⑥ 損失水頭",null,"=","⑤×(②＋③)×安全率"]
[null,null,null,null,"=",{"$f":"IF(F40=\"\",\"\",F40/1000)","v":7.8E-2},"× (",{"$f":"IF(F37=\"\",\"\",F37)","v":13},"＋",{"$f":"IF(F38=\"\",\"\",F38)","v":0.15},") ×",{"$f":"IF(入力区間!$AG$10=\"\",\"\",入力区間!$AG$10)","v":1.1000000000000001}]
[null,null,null,null,"=",{"$f":"IF(入力区間!$AG$13=\"\",\"\",入力区間!$AG$13)","v":1.1299999999999999},"ｍ"]
[null,null,"⑦ 立上り",null,"=",{"$f":"IF(入力区間!$K$13=\"\",0,ROUND(入力区間!$K$13,2))","v":7},"ｍ"]
[null,null,"⑧ 区間所要水頭 h3",null,"=","⑥＋⑦"]
[null,null,null,null,"=",{"$f":"IF(F43=\"\",\"\",F43)","v":1.1299999999999999},"＋",{"$f":"IF(F44=\"\",\"\",F44)","v":7}]
[null,null,null,null,"=",{"$f":"IF(入力区間!$D$13=\"\",\"\",入力区間!$D$13)","v":8.129999999999999},"ｍ"]
[null,null,"⑨ 累計所要水頭 H3",null,"=","h3＋H2"]
[null,null,null,null,"=",{"$f":"IF(F47=\"\",\"\",F47)","v":8.129999999999999},"＋",{"$f":"IF(F33=\"\",\"\",F33)","v":2.84}]
[null,null,null,null,"=",{"$f":"IF(入力区間!$C$13=\"\",\"\",入力区間!$C$13)","v":10.969999999999999},"ｍ"]
[]
[null,"４．区　間",null,{"$f":"IF(入力区間!$G$14=\"\",\"\",入力区間!$G$14)","v":"D-E"}]
[null,null,"① 仮定口径",null,"=",{"$f":"IF(入力区間!$I$14=\"\",\"\",入力区間!$I$14)","v":20},"ｍｍ"]
[null,null,"② 管延長",null,"=",{"$f":"IF(入力区間!$J$14=\"\",\"\",入力区間!$J$14)","v":5.5},"ｍ"]
[null,null,"③ 直管換算長",null,"=",{"$f":"IF(入力区間!$AW$14=\"\",\"\",入力区間!$AW$14)","v":11.05},"ｍ"]
[null,null,"④ 流量",null,"=",{"$f":"IF(入力区間!$H$14=\"\",\"\",入力区間!$H$14)","v":0.53},"Ｌ/sec"]
[null,null,"⑤ 動水勾配",null,"=",{"$f":"IF(入力区間!$AE$14=\"\",\"\",入力区間!$AE$14)","v":177},"‰",{"$f":"IF(入力区間!$AD$14=\"\",\"\",IF(入力区間!$AD$14=\"W\",\"（ウエストン公式より）\",\"（Ｈ．ウィリアムス公式より）\"))","v":"（ウエストン公式より）"}]
[null,null,"⑥ 損失水頭",null,"=","⑤×(②＋③)×安全率"]
[null,null,null,null,"=",{"$f":"IF(F57=\"\",\"\",F57/1000)","v":0.17699999999999999},"× (",{"$f":"IF(F54=\"\",\"\",F54)","v":5.5},"＋",{"$f":"IF(F55=\"\",\"\",F55)","v":11.05},") ×",{"$f":"IF(入力区間!$AG$10=\"\",\"\",入力区間!$AG$10)","v":1.1000000000000001}]
[null,null,null,null,"=",{"$f":"IF(入力区間!$AG$14=\"\",\"\",入力区間!$AG$14)","v":3.22},"ｍ"]
[null,null,"⑦ 立上り",null,"=",{"$f":"IF(入力区間!$K$14=\"\",0,ROUND(入力区間!$K$14,2))","v":0},"ｍ"]
[null,null,"⑧ 区間所要水頭 h4",null,"=","⑥＋⑦"]
[null,null,null,null,"=",{"$f":"IF(F60=\"\",\"\",F60)","v":3.22},"＋",{"$f":"IF(F61=\"\",\"\",F61)","v":0}]
[null,null,null,null,"=",{"$f":"IF(入力区間!$D$14=\"\",\"\",入力区間!$D$14)","v":3.22},"ｍ"]
[null,null,"⑨ 累計所要水頭 H4",null,"=","h4＋H3"]
[null,null,null,null,"=",{"$f":"IF(F64=\"\",\"\",F64)","v":3.22},"＋",{"$f":"IF(F50=\"\",\"\",F50)","v":10.969999999999999}]
[null,null,null,null,"=",{"$f":"IF(入力区間!$C$14=\"\",\"\",入力区間!$C$14)","v":14.19},"ｍ"]
[]
[null,"５．区　間",null,{"$f":"IF(入力区間!$G$15=\"\",\"\",入力区間!$G$15)","v":"E-F"}]
[null,null,"① 仮定口径",null,"=",{"$f":"IF(入力区間!$I$15=\"\",\"\",入力区間!$I$15)","v":25},"ｍｍ"]
[null,null,"② 管延長",null,"=",{"$f":"IF(入力区間!$J$15=\"\",\"\",入力区間!$J$15)","v":2.5},"ｍ"]
[null,null,"③ 直管換算長",null,"=",{"$f":"IF(入力区間!$AW$15=\"\",\"\",入力区間!$AW$15)","v":1},"ｍ"]
[null,null,"④ 流量",null,"=",{"$f":"IF(入力区間!$H$15=\"\",\"\",入力区間!$H$15)","v":0.53},"Ｌ/sec"]
[null,null,"⑤ 動水勾配",null,"=",{"$f":"IF(入力区間!$AE$15=\"\",\"\",入力区間!$AE$15)","v":64},"‰",{"$f":"IF(入力区間!$AD$15=\"\",\"\",IF(入力区間!$AD$15=\"W\",\"（ウエストン公式より）\",\"（Ｈ．ウィリアムス公式より）\"))","v":"（ウエストン公式より）"}]
[null,null,"⑥ 損失水頭",null,"=","⑤×(②＋③)×安全率"]
[null,null,null,null,"=",{"$f":"IF(F74=\"\",\"\",F74/1000)","v":6.4000000000000001E-2},"× (",{"$f":"IF(F71=\"\",\"\",F71)","v":2.5},"＋",{"$f":"IF(F72=\"\",\"\",F72)","v":1},") ×",{"$f":"IF(入力区間!$AG$10=\"\",\"\",入力区間!$AG$10)","v":1.1000000000000001}]
[null,null,null,null,"=",{"$f":"IF(入力区間!$AG$15=\"\",\"\",入力区間!$AG$15)","v":0.25},"ｍ"]
[null,null,"⑦ 立上り",null,"=",{"$f":"IF(入力区間!$K$15=\"\",0,ROUND(入力区間!$K$15,2))","v":0.9},"ｍ"]
[null,null,"⑧ 区間所要水頭 h5",null,"=","⑥＋⑦"]
[null,null,null,null,"=",{"$f":"IF(F77=\"\",\"\",F77)","v":0.25},"＋",{"$f":"IF(F78=\"\",\"\",F78)","v":0.9}]
[null,null,null,null,"=",{"$f":"IF(入力区間!$D$15=\"\",\"\",入力区間!$D$15)","v":1.1499999999999999},"ｍ"]
[null,null,"⑨ 累計所要水頭 H5",null,"=","h5＋H4"]
[null,null,null,null,"=",{"$f":"IF(F81=\"\",\"\",F81)","v":1.1499999999999999},"＋",{"$f":"IF(F67=\"\",\"\",F67)","v":14.19}]
[null,null,null,null,"=",{"$f":"IF(入力区間!$C$15=\"\",\"\",入力区間!$C$15)","v":15.34},"ｍ"]
[]
[null,"６．区　間",null,{"$f":"IF(入力区間!$G$16=\"\",\"\",入力区間!$G$16)","v":""}]
[null,null,"① 仮定口径",null,"=",{"$f":"IF(入力区間!$I$16=\"\",\"\",入力区間!$I$16)","v":""},"ｍｍ"]
[null,null,"② 管延長",null,"=",{"$f":"IF(入力区間!$J$16=\"\",\"\",入力区間!$J$16)","v":""},"ｍ"]
[null,null,"③ 直管換算長",null,"=",{"$f":"IF(入力区間!$AW$16=\"\",\"\",入力区間!$AW$16)","v":""},"ｍ"]
[null,null,"④ 流量",null,"=",{"$f":"IF(入力区間!$H$16=\"\",\"\",入力区間!$H$16)","v":""},"Ｌ/sec"]
[null,null,"⑤ 動水勾配",null,"=",{"$f":"IF(入力区間!$AE$16=\"\",\"\",入力区間!$AE$16)","v":""},"‰",{"$f":"IF(入力区間!$AD$16=\"\",\"\",IF(入力区間!$AD$16=\"W\",\"（ウエストン公式より）\",\"（Ｈ．ウィリアムス公式より）\"))","v":""}]
[null,null,"⑥ 損失水頭",null,"=","⑤×(②＋③)×安全率"]
[null,null,null,null,"=",{"$f":"IF(F91=\"\",\"\",F91/1000)","v":""},"× (",{"$f":"IF(F88=\"\",\"\",F88)","v":""},"＋",{"$f":"IF(F89=\"\",\"\",F89)","v":""},") ×",{"$f":"IF(入力区間!$AG$10=\"\",\"\",入力区間!$AG$10)","v":1.1000000000000001}]
[null,null,null,null,"=",{"$f":"IF(入力区間!$AG$16=\"\",\"\",入力区間!$AG$16)","v":""},"ｍ"]
[null,null,"⑦ 立上り",null,"=",{"$f":"IF(入力区間!$K$16=\"\",0,ROUND(入力区間!$K$16,2))","v":0},"ｍ"]
[null,null,"⑧ 区間所要水頭 h6",null,"=","⑥＋⑦"]
[null,null,null,null,"=",{"$f":"IF(F94=\"\",\"\",F94)","v":""},"＋",{"$f":"IF(F95=\"\",\"\",F95)","v":0}]
[null,null,null,null,"=",{"$f":"IF(入力区間!$D$16=\"\",\"\",入力区間!$D$16)","v":""},"ｍ"]
[null,null,"⑨ 累計所要水頭 H6",null,"=","h6＋H5"]
[null,null,null,null,"=",{"$f":"IF(F98=\"\",\"\",F98)","v":""},"＋",{"$f":"IF(F84=\"\",\"\",F84)","v":15.34}]
[null,null,null,null,"=",{"$f":"IF(入力区間!$C$16=\"\",\"\",入力区間!$C$16)","v":""},"ｍ"]
[]
[null,"７．区　間",null,{"$f":"IF(入力区間!$G$17=\"\",\"\",入力区間!$G$17)","v":""}]
[null,null,"① 仮定口径",null,"=",{"$f":"IF(入力区間!$I$17=\"\",\"\",入力区間!$I$17)","v":""},"ｍｍ"]
[null,null,"② 管延長",null,"=",{"$f":"IF(入力区間!$J$17=\"\",\"\",入力区間!$J$17)","v":""},"ｍ"]
[null,null,"③ 直管換算長",null,"=",{"$f":"IF(入力区間!$AW$17=\"\",\"\",入力区間!$AW$17)","v":""},"ｍ"]
[null,null,"④ 流量",null,"=",{"$f":"IF(入力区間!$H$17=\"\",\"\",入力区間!$H$17)","v":""},"Ｌ/sec"]
[null,null,"⑤ 動水勾配",null,"=",{"$f":"IF(入力区間!$AE$17=\"\",\"\",入力区間!$AE$17)","v":""},"‰",{"$f":"IF(入力区間!$AD$17=\"\",\"\",IF(入力区間!$AD$17=\"W\",\"（ウエストン公式より）\",\"（Ｈ．ウィリアムス公式より）\"))","v":""}]
[null,null,"⑥ 損失水頭",null,"=","⑤×(②＋③)×安全率"]
[null,null,null,null,"=",{"$f":"IF(F108=\"\",\"\",F108/1000)","v":""},"× (",{"$f":"IF(F105=\"\",\"\",F105)","v":""},"＋",{"$f":"IF(F106=\"\",\"\",F106)","v":""},") ×",{"$f":"IF(入力区間!$AG$10=\"\",\"\",入力区間!$AG$10)","v":1.1000000000000001}]
[null,null,null,null,"=",{"$f":"IF(入力区間!$AG$17=\"\",\"\",入力区間!$AG$17)","v":""},"ｍ"]
[null,null,"⑦ 立上り",null,"=",{"$f":"IF(入力区間!$K$17=\"\",0,ROUND(入力区間!$K$17,2))","v":0},"ｍ"]
[null,null,"⑧ 区間所要水頭 h7",null,"=","⑥＋⑦"]
[null,null,null,null,"=",{"$f":"IF(F111=\"\",\"\",F111)","v":""},"＋",{"$f":"IF(F112=\"\",\"\",F112)","v":0}]
[null,null,null,null,"=",{"$f":"IF(入力区間!$D$17=\"\",\"\",入力区間!$D$17)","v":""},"ｍ"]
[null,null,"⑨ 累計所要水頭 H7",null,"=","h7＋H6"]
[null,null,null,null,"=",{"$f":"IF(F115=\"\",\"\",F115)","v":""},"＋",{"$f":"IF(F101=\"\",\"\",F101)","v":""}]
[null,null,null,null,"=",{"$f":"IF(入力区間!$C$17=\"\",\"\",入力区間!$C$17)","v":""},"ｍ"]
[]
[null,"８．区　間",null,{"$f":"IF(入力区間!$G$18=\"\",\"\",入力区間!$G$18)","v":""}]
[null,null,"① 仮定口径",null,"=",{"$f":"IF(入力区間!$I$18=\"\",\"\",入力区間!$I$18)","v":""},"ｍｍ"]
[null,null,"② 管延長",null,"=",{"$f":"IF(入力区間!$J$18=\"\",\"\",入力区間!$J$18)","v":""},"ｍ"]
[null,null,"③ 直管換算長",null,"=",{"$f":"IF(入力区間!$AW$18=\"\",\"\",入力区間!$AW$18)","v":""},"ｍ"]
[null,null,"④ 流量",null,"=",{"$f":"IF(入力区間!$H$18=\"\",\"\",入力区間!$H$18)","v":""},"Ｌ/sec"]
[null,null,"⑤ 動水勾配",null,"=",{"$f":"IF(入力区間!$AE$18=\"\",\"\",入力区間!$AE$18)","v":""},"‰",{"$f":"IF(入力区間!$AD$18=\"\",\"\",IF(入力区間!$AD$18=\"W\",\"（ウエストン公式より）\",\"（Ｈ．ウィリアムス公式より）\"))","v":""}]
[null,null,"⑥ 損失水頭",null,"=","⑤×(②＋③)×安全率"]
[null,null,null,null,"=",{"$f":"IF(F125=\"\",\"\",F125/1000)","v":""},"× (",{"$f":"IF(F122=\"\",\"\",F122)","v":""},"＋",{"$f":"IF(F123=\"\",\"\",F123)","v":""},") ×",{"$f":"IF(入力区間!$AG$10=\"\",\"\",入力区間!$AG$10)","v":1.1000000000000001}]
[null,null,null,null,"=",{"$f":"IF(入力区間!$AG$18=\"\",\"\",入力区間!$AG$18)","v":""},"ｍ"]
[null,null,"⑦ 立上り",null,"=",{"$f":"IF(入力区間!$K$18=\"\",0,ROUND(入力区間!$K$18,2))","v":0},"ｍ"]
[null,null,"⑧ 区間所要水頭 h8",null,"=","⑥＋⑦"]
[null,null,null,null,"=",{"$f":"IF(F128=\"\",\"\",F128)","v":""},"＋",{"$f":"IF(F129=\"\",\"\",F129)","v":0}]
[null,null,null,null,"=",{"$f":"IF(入力区間!$D$18=\"\",\"\",入力区間!$D$18)","v":""},"ｍ"]
[null,null,"⑨ 累計所要水頭 H8",null,"=","h8＋H7"]
[null,null,null,null,"=",{"$f":"IF(F132=\"\",\"\",F132)","v":""},"＋",{"$f":"IF(F118=\"\",\"\",F118)","v":""}]
[null,null,null,null,"=",{"$f":"IF(入力区間!$C$18=\"\",\"\",入力区間!$C$18)","v":""},"ｍ"]
[]
[null,"９．区　間",null,{"$f":"IF(入力区間!$G$19=\"\",\"\",入力区間!$G$19)","v":""}]
[null,null,"① 仮定口径",null,"=",{"$f":"IF(入力区間!$I$19=\"\",\"\",入力区間!$I$19)","v":""},"ｍｍ"]
[null,null,"② 管延長",null,"=",{"$f":"IF(入力区間!$J$19=\"\",\"\",入力区間!$J$19)","v":""},"ｍ"]
[null,null,"③ 直管換算長",null,"=",{"$f":"IF(入力区間!$AW$19=\"\",\"\",入力区間!$AW$19)","v":""},"ｍ"]
[null,null,"④ 流量",null,"=",{"$f":"IF(入力区間!$H$19=\"\",\"\",入力区間!$H$19)","v":""},"Ｌ/sec"]
[null,null,"⑤ 動水勾配",null,"=",{"$f":"IF(入力区間!$AE$19=\"\",\"\",入力区間!$AE$19)","v":""},"‰",{"$f":"IF(入力区間!$AD$19=\"\",\"\",IF(入力区間!$AD$19=\"W\",\"（ウエストン公式より）\",\"（Ｈ．ウィリアムス公式より）\"))","v":""}]
[null,null,"⑥ 損失水頭",null,"=","⑤×(②＋③)×安全率"]
[null,null,null,null,"=",{"$f":"IF(F142=\"\",\"\",F142/1000)","v":""},"× (",{"$f":"IF(F139=\"\",\"\",F139)","v":""},"＋",{"$f":"IF(F140=\"\",\"\",F140)","v":""},") ×",{"$f":"IF(入力区間!$AG$10=\"\",\"\",入力区間!$AG$10)","v":1.1000000000000001}]
[null,null,null,null,"=",{"$f":"IF(入力区間!$AG$19=\"\",\"\",入力区間!$AG$19)","v":""},"ｍ"]
[null,null,"⑦ 立上り",null,"=",{"$f":"IF(入力区間!$K$19=\"\",0,ROUND(入力区間!$K$19,2))","v":0},"ｍ"]
[null,null,"⑧ 区間所要水頭 h9",null,"=","⑥＋⑦"]
[null,null,null,null,"=",{"$f":"IF(F145=\"\",\"\",F145)","v":""},"＋",{"$f":"IF(F146=\"\",\"\",F146)","v":0}]
[null,null,null,null,"=",{"$f":"IF(入力区間!$D$19=\"\",\"\",入力区間!$D$19)","v":""},"ｍ"]
[null,null,"⑨ 累計所要水頭 H9",null,"=","h9＋H8"]
[null,null,null,null,"=",{"$f":"IF(F149=\"\",\"\",F149)","v":""},"＋",{"$f":"IF(F135=\"\",\"\",F135)","v":""}]
[null,null,null,null,"=",{"$f":"IF(入力区間!$C$19=\"\",\"\",入力区間!$C$19)","v":""},"ｍ"]
[]
[null,"10．区　間",null,{"$f":"IF(入力区間!$G$20=\"\",\"\",入力区間!$G$20)","v":""}]
[null,null,"① 仮定口径",null,"=",{"$f":"IF(入力区間!$I$20=\"\",\"\",入力区間!$I$20)","v":""},"ｍｍ"]
[null,null,"② 管延長",null,"=",{"$f":"IF(入力区間!$J$20=\"\",\"\",入力区間!$J$20)","v":""},"ｍ"]
[null,null,"③ 直管換算長",null,"=",{"$f":"IF(入力区間!$AW$20=\"\",\"\",入力区間!$AW$20)","v":""},"ｍ"]
[null,null,"④ 流量",null,"=",{"$f":"IF(入力区間!$H$20=\"\",\"\",入力区間!$H$20)","v":""},"Ｌ/sec"]
[null,null,"⑤ 動水勾配",null,"=",{"$f":"IF(入力区間!$AE$20=\"\",\"\",入力区間!$AE$20)","v":""},"‰",{"$f":"IF(入力区間!$AD$20=\"\",\"\",IF(入力区間!$AD$20=\"W\",\"（ウエストン公式より）\",\"（Ｈ．ウィリアムス公式より）\"))","v":""}]
[null,null,"⑥ 損失水頭",null,"=","⑤×(②＋③)×安全率"]
[null,null,null,null,"=",{"$f":"IF(F159=\"\",\"\",F159/1000)","v":""},"× (",{"$f":"IF(F156=\"\",\"\",F156)","v":""},"＋",{"$f":"IF(F157=\"\",\"\",F157)","v":""},") ×",{"$f":"IF(入力区間!$AG$10=\"\",\"\",入力区間!$AG$10)","v":1.1000000000000001}]
[null,null,null,null,"=",{"$f":"IF(入力区間!$AG$20=\"\",\"\",入力区間!$AG$20)","v":""},"ｍ"]
[null,null,"⑦ 立上り",null,"=",{"$f":"IF(入力区間!$K$20=\"\",0,ROUND(入力区間!$K$20,2))","v":0},"ｍ"]
[null,null,"⑧ 区間所要水頭 h10",null,"=","⑥＋⑦"]
[null,null,null,null,"=",{"$f":"IF(F162=\"\",\"\",F162)","v":""},"＋",{"$f":"IF(F163=\"\",\"\",F163)","v":0}]
[null,null,null,null,"=",{"$f":"IF(入力区間!$D$20=\"\",\"\",入力区間!$D$20)","v":""},"ｍ"]
[null,null,"⑨ 累計所要水頭 H10",null,"=","h10＋H9"]
[null,null,null,null,"=",{"$f":"IF(F166=\"\",\"\",F166)","v":""},"＋",{"$f":"IF(F152=\"\",\"\",F152)","v":""}]
[null,null,null,null,"=",{"$f":"IF(入力区間!$C$20=\"\",\"\",入力区間!$C$20)","v":""},"ｍ"]
[]
[null,"11．区　間",null,{"$f":"IF(入力区間!$G$21=\"\",\"\",入力区間!$G$21)","v":""}]
[null,null,"① 仮定口径",null,"=",{"$f":"IF(入力区間!$I$21=\"\",\"\",入力区間!$I$21)","v":""},"ｍｍ"]
[null,null,"② 管延長",null,"=",{"$f":"IF(入力区間!$J$21=\"\",\"\",入力区間!$J$21)","v":""},"ｍ"]
[null,null,"③ 直管換算長",null,"=",{"$f":"IF(入力区間!$AW$21=\"\",\"\",入力区間!$AW$21)","v":""},"ｍ"]
[null,null,"④ 流量",null,"=",{"$f":"IF(入力区間!$H$21=\"\",\"\",入力区間!$H$21)","v":""},"Ｌ/sec"]
[null,null,"⑤ 動水勾配",null,"=",{"$f":"IF(入力区間!$AE$21=\"\",\"\",入力区間!$AE$21)","v":""},"‰",{"$f":"IF(入力区間!$AD$21=\"\",\"\",IF(入力区間!$AD$21=\"W\",\"（ウエストン公式より）\",\"（Ｈ．ウィリアムス公式より）\"))","v":""}]
[null,null,"⑥ 損失水頭",null,"=","⑤×(②＋③)×安全率"]
[null,null,null,null,"=",{"$f":"IF(F176=\"\",\"\",F176/1000)","v":""},"× (",{"$f":"IF(F173=\"\",\"\",F173)","v":""},"＋",{"$f":"IF(F174=\"\",\"\",F174)","v":""},") ×",{"$f":"IF(入力区間!$AG$10=\"\",\"\",入力区間!$AG$10)","v":1.1000000000000001}]
[null,null,null,null,"=",{"$f":"IF(入力区間!$AG$21=\"\",\"\",入力区間!$AG$21)","v":""},"ｍ"]
[null,null,"⑦ 立上り",null,"=",{"$f":"IF(入力区間!$K$21=\"\",0,ROUND(入力区間!$K$21,2))","v":0},"ｍ"]
[null,null,"⑧ 区間所要水頭 h11",null,"=","⑥＋⑦"]
[null,null,null,null,"=",{"$f":"IF(F179=\"\",\"\",F179)","v":""},"＋",{"$f":"IF(F180=\"\",\"\",F180)","v":0}]
[null,null,null,null,"=",{"$f":"IF(入力区間!$D$21=\"\",\"\",入力区間!$D$21)","v":""},"ｍ"]
[null,null,"⑨ 累計所要水頭 H11",null,"=","h11＋H10"]
[null,null,null,null,"=",{"$f":"IF(F183=\"\",\"\",F183)","v":""},"＋",{"$f":"IF(F169=\"\",\"\",F169)","v":""}]
[null,null,null,null,"=",{"$f":"IF(入力区間!$C$21=\"\",\"\",入力区間!$C$21)","v":""},"ｍ"]
[]
[null,"12．区　間",null,{"$f":"IF(入力区間!$G$22=\"\",\"\",入力区間!$G$22)","v":""}]
[null,null,"① 仮定口径",null,"=",{"$f":"IF(入力区間!$I$22=\"\",\"\",入力区間!$I$22)","v":""},"ｍｍ"]
[null,null,"② 管延長",null,"=",{"$f":"IF(入力区間!$J$22=\"\",\"\",入力区間!$J$22)","v":""},"ｍ"]
[null,null,"③ 直管換算長",null,"=",{"$f":"IF(入力区間!$AW$22=\"\",\"\",入力区間!$AW$22)","v":""},"ｍ"]
[null,null,"④ 流量",null,"=",{"$f":"IF(入力区間!$H$22=\"\",\"\",入力区間!$H$22)","v":""},"Ｌ/sec"]
[null,null,"⑤ 動水勾配",null,"=",{"$f":"IF(入力区間!$AE$22=\"\",\"\",入力区間!$AE$22)","v":""},"‰",{"$f":"IF(入力区間!$AD$22=\"\",\"\",IF(入力区間!$AD$22=\"W\",\"（ウエストン公式より）\",\"（Ｈ．ウィリアムス公式より）\"))","v":""}]
[null,null,"⑥ 損失水頭",null,"=","⑤×(②＋③)×安全率"]
[null,null,null,null,"=",{"$f":"IF(F193=\"\",\"\",F193/1000)","v":""},"× (",{"$f":"IF(F190=\"\",\"\",F190)","v":""},"＋",{"$f":"IF(F191=\"\",\"\",F191)","v":""},") ×",{"$f":"IF(入力区間!$AG$10=\"\",\"\",入力区間!$AG$10)","v":1.1000000000000001}]
[null,null,null,null,"=",{"$f":"IF(入力区間!$AG$22=\"\",\"\",入力区間!$AG$22)","v":""},"ｍ"]
[null,null,"⑦ 立上り",null,"=",{"$f":"IF(入力区間!$K$22=\"\",0,ROUND(入力区間!$K$22,2))","v":0},"ｍ"]
[null,null,"⑧ 区間所要水頭 h12",null,"=","⑥＋⑦"]
[null,null,null,null,"=",{"$f":"IF(F196=\"\",\"\",F196)","v":""},"＋",{"$f":"IF(F197=\"\",\"\",F197)","v":0}]
[null,null,null,null,"=",{"$f":"IF(入力区間!$D$22=\"\",\"\",入力区間!$D$22)","v":""},"ｍ"]
[null,null,"⑨ 累計所要水頭 H12",null,"=","h12＋H11"]
[null,null,null,null,"=",{"$f":"IF(F200=\"\",\"\",F200)","v":""},"＋",{"$f":"IF(F186=\"\",\"\",F186)","v":""}]
[null,null,null,null,"=",{"$f":"IF(入力区間!$C$22=\"\",\"\",入力区間!$C$22)","v":""},"ｍ"]
[]
[null,"13．区　間",null,{"$f":"IF(入力区間!$G$23=\"\",\"\",入力区間!$G$23)","v":""}]
[null,null,"① 仮定口径",null,"=",{"$f":"IF(入力区間!$I$23=\"\",\"\",入力区間!$I$23)","v":""},"ｍｍ"]
[null,null,"② 管延長",null,"=",{"$f":"IF(入力区間!$J$23=\"\",\"\",入力区間!$J$23)","v":""},"ｍ"]
[null,null,"③ 直管換算長",null,"=",{"$f":"IF(入力区間!$AW$23=\"\",\"\",入力区間!$AW$23)","v":""},"ｍ"]
[null,null,"④ 流量",null,"=",{"$f":"IF(入力区間!$H$23=\"\",\"\",入力区間!$H$23)","v":""},"Ｌ/sec"]
[null,null,"⑤ 動水勾配",null,"=",{"$f":"IF(入力区間!$AE$23=\"\",\"\",入力区間!$AE$23)","v":""},"‰",{"$f":"IF(入力区間!$AD$23=\"\",\"\",IF(入力区間!$AD$23=\"W\",\"（ウエストン公式より）\",\"（Ｈ．ウィリアムス公式より）\"))","v":""}]
[null,null,"⑥ 損失水頭",null,"=","⑤×(②＋③)×安全率"]
[null,null,null,null,"=",{"$f":"IF(F210=\"\",\"\",F210/1000)","v":""},"× (",{"$f":"IF(F207=\"\",\"\",F207)","v":""},"＋",{"$f":"IF(F208=\"\",\"\",F208)","v":""},") ×",{"$f":"IF(入力区間!$AG$10=\"\",\"\",入力区間!$AG$10)","v":1.1000000000000001}]
[null,null,null,null,"=",{"$f":"IF(入力区間!$AG$23=\"\",\"\",入力区間!$AG$23)","v":""},"ｍ"]
[null,null,"⑦ 立上り",null,"=",{"$f":"IF(入力区間!$K$23=\"\",0,ROUND(入力区間!$K$23,2))","v":0},"ｍ"]
[null,null,"⑧ 区間所要水頭 h13",null,"=","⑥＋⑦"]
[null,null,null,null,"=",{"$f":"IF(F213=\"\",\"\",F213)","v":""},"＋",{"$f":"IF(F214=\"\",\"\",F214)","v":0}]
[null,null,null,null,"=",{"$f":"IF(入力区間!$D$23=\"\",\"\",入力区間!$D$23)","v":""},"ｍ"]
[null,null,"⑨ 累計所要水頭 H13",null,"=","h13＋H12"]
[null,null,null,null,"=",{"$f":"IF(F217=\"\",\"\",F217)","v":""},"＋",{"$f":"IF(F203=\"\",\"\",F203)","v":""}]
[null,null,null,null,"=",{"$f":"IF(入力区間!$C$23=\"\",\"\",入力区間!$C$23)","v":""},"ｍ"]
[]
[null,"14．区　間",null,{"$f":"IF(入力区間!$G$24=\"\",\"\",入力区間!$G$24)","v":""}]
[null,null,"① 仮定口径",null,"=",{"$f":"IF(入力区間!$I$24=\"\",\"\",入力区間!$I$24)","v":""},"ｍｍ"]
[null,null,"② 管延長",null,"=",{"$f":"IF(入力区間!$J$24=\"\",\"\",入力区間!$J$24)","v":""},"ｍ"]
[null,null,"③ 直管換算長",null,"=",{"$f":"IF(入力区間!$AW$24=\"\",\"\",入力区間!$AW$24)","v":""},"ｍ"]
[null,null,"④ 流量",null,"=",{"$f":"IF(入力区間!$H$24=\"\",\"\",入力区間!$H$24)","v":""},"Ｌ/sec"]
[null,null,"⑤ 動水勾配",null,"=",{"$f":"IF(入力区間!$AE$24=\"\",\"\",入力区間!$AE$24)","v":""},"‰",{"$f":"IF(入力区間!$AD$24=\"\",\"\",IF(入力区間!$AD$24=\"W\",\"（ウエストン公式より）\",\"（Ｈ．ウィリアムス公式より）\"))","v":""}]
[null,null,"⑥ 損失水頭",null,"=","⑤×(②＋③)×安全率"]
[null,null,null,null,"=",{"$f":"IF(F227=\"\",\"\",F227/1000)","v":""},"× (",{"$f":"IF(F224=\"\",\"\",F224)","v":""},"＋",{"$f":"IF(F225=\"\",\"\",F225)","v":""},") ×",{"$f":"IF(入力区間!$AG$10=\"\",\"\",入力区間!$AG$10)","v":1.1000000000000001}]
[null,null,null,null,"=",{"$f":"IF(入力区間!$AG$24=\"\",\"\",入力区間!$AG$24)","v":""},"ｍ"]
[null,null,"⑦ 立上り",null,"=",{"$f":"IF(入力区間!$K$24=\"\",0,ROUND(入力区間!$K$24,2))","v":0},"ｍ"]
[null,null,"⑧ 区間所要水頭 h14",null,"=","⑥＋⑦"]
[null,null,null,null,"=",{"$f":"IF(F230=\"\",\"\",F230)","v":""},"＋",{"$f":"IF(F231=\"\",\"\",F231)","v":0}]
[null,null,null,null,"=",{"$f":"IF(入力区間!$D$24=\"\",\"\",入力区間!$D$24)","v":""},"ｍ"]
[null,null,"⑨ 累計所要水頭 H14",null,"=","h14＋H13"]
[null,null,null,null,"=",{"$f":"IF(F234=\"\",\"\",F234)","v":""},"＋",{"$f":"IF(F220=\"\",\"\",F220)","v":""}]
[null,null,null,null,"=",{"$f":"IF(入力区間!$C$24=\"\",\"\",入力区間!$C$24)","v":""},"ｍ"]
[]
[null,"15．区　間",null,{"$f":"IF(入力区間!$G$25=\"\",\"\",入力区間!$G$25)","v":""}]
[null,null,"① 仮定口径",null,"=",{"$f":"IF(入力区間!$I$25=\"\",\"\",入力区間!$I$25)","v":""},"ｍｍ"]
[null,null,"② 管延長",null,"=",{"$f":"IF(入力区間!$J$25=\"\",\"\",入力区間!$J$25)","v":""},"ｍ"]
[null,null,"③ 直管換算長",null,"=",{"$f":"IF(入力区間!$AW$25=\"\",\"\",入力区間!$AW$25)","v":""},"ｍ"]
[null,null,"④ 流量",null,"=",{"$f":"IF(入力区間!$H$25=\"\",\"\",入力区間!$H$25)","v":""},"Ｌ/sec"]
[null,null,"⑤ 動水勾配",null,"=",{"$f":"IF(入力区間!$AE$25=\"\",\"\",入力区間!$AE$25)","v":""},"‰",{"$f":"IF(入力区間!$AD$25=\"\",\"\",IF(入力区間!$AD$25=\"W\",\"（ウエストン公式より）\",\"（Ｈ．ウィリアムス公式より）\"))","v":""}]
[null,null,"⑥ 損失水頭",null,"=","⑤×(②＋③)×安全率"]
[null,null,null,null,"=",{"$f":"IF(F244=\"\",\"\",F244/1000)","v":""},"× (",{"$f":"IF(F241=\"\",\"\",F241)","v":""},"＋",{"$f":"IF(F242=\"\",\"\",F242)","v":""},") ×",{"$f":"IF(入力区間!$AG$10=\"\",\"\",入力区間!$AG$10)","v":1.1000000000000001}]
[null,null,null,null,"=",{"$f":"IF(入力区間!$AG$25=\"\",\"\",入力区間!$AG$25)","v":""},"ｍ"]
[null,null,"⑦ 立上り",null,"=",{"$f":"IF(入力区間!$K$25=\"\",0,ROUND(入力区間!$K$25,2))","v":0},"ｍ"]
[null,null,"⑧ 区間所要水頭 h15",null,"=","⑥＋⑦"]
[null,null,null,null,"=",{"$f":"IF(F247=\"\",\"\",F247)","v":""},"＋",{"$f":"IF(F248=\"\",\"\",F248)","v":0}]
[null,null,null,null,"=",{"$f":"IF(入力区間!$D$25=\"\",\"\",入力区間!$D$25)","v":""},"ｍ"]
[null,null,"⑨ 累計所要水頭 H15",null,"=","h15＋H14"]
[null,null,null,null,"=",{"$f":"IF(F251=\"\",\"\",F251)","v":""},"＋",{"$f":"IF(F237=\"\",\"\",F237)","v":""}]
[null,null,null,null,"=",{"$f":"IF(入力区間!$C$25=\"\",\"\",入力区間!$C$25)","v":""},"ｍ"]
[]
[null,"16．区　間",null,{"$f":"IF(入力区間!$G$26=\"\",\"\",入力区間!$G$26)","v":""}]
[null,null,"① 仮定口径",null,"=",{"$f":"IF(入力区間!$I$26=\"\",\"\",入力区間!$I$26)","v":""},"ｍｍ"]
[null,null,"② 管延長",null,"=",{"$f":"IF(入力区間!$J$26=\"\",\"\",入力区間!$J$26)","v":""},"ｍ"]
[null,null,"③ 直管換算長",null,"=",{"$f":"IF(入力区間!$AW$26=\"\",\"\",入力区間!$AW$26)","v":""},"ｍ"]
[null,null,"④ 流量",null,"=",{"$f":"IF(入力区間!$H$26=\"\",\"\",入力区間!$H$26)","v":""},"Ｌ/sec"]
[null,null,"⑤ 動水勾配",null,"=",{"$f":"IF(入力区間!$AE$26=\"\",\"\",入力区間!$AE$26)","v":""},"‰",{"$f":"IF(入力区間!$AD$26=\"\",\"\",IF(入力区間!$AD$26=\"W\",\"（ウエストン公式より）\",\"（Ｈ．ウィリアムス公式より）\"))","v":""}]
[null,null,"⑥ 損失水頭",null,"=","⑤×(②＋③)×安全率"]
[null,null,null,null,"=",{"$f":"IF(F261=\"\",\"\",F261/1000)","v":""},"× (",{"$f":"IF(F258=\"\",\"\",F258)","v":""},"＋",{"$f":"IF(F259=\"\",\"\",F259)","v":""},") ×",{"$f":"IF(入力区間!$AG$10=\"\",\"\",入力区間!$AG$10)","v":1.1000000000000001}]
[null,null,null,null,"=",{"$f":"IF(入力区間!$AG$26=\"\",\"\",入力区間!$AG$26)","v":""},"ｍ"]
[null,null,"⑦ 立上り",null,"=",{"$f":"IF(入力区間!$K$26=\"\",0,ROUND(入力区間!$K$26,2))","v":0},"ｍ"]
[null,null,"⑧ 区間所要水頭 h16",null,"=","⑥＋⑦"]
[null,null,null,null,"=",{"$f":"IF(F264=\"\",\"\",F264)","v":""},"＋",{"$f":"IF(F265=\"\",\"\",F265)","v":0}]
[null,null,null,null,"=",{"$f":"IF(入力区間!$D$26=\"\",\"\",入力区間!$D$26)","v":""},"ｍ"]
[null,null,"⑨ 累計所要水頭 H16",null,"=","h16＋H15"]
[null,null,null,null,"=",{"$f":"IF(F268=\"\",\"\",F268)","v":""},"＋",{"$f":"IF(F254=\"\",\"\",F254)","v":""}]
[null,null,null,null,"=",{"$f":"IF(入力区間!$C$26=\"\",\"\",入力区間!$C$26)","v":""},"ｍ"]
[]
[null,"17．区　間",null,{"$f":"IF(入力区間!$G$27=\"\",\"\",入力区間!$G$27)","v":""}]
[null,null,"① 仮定口径",null,"=",{"$f":"IF(入力区間!$I$27=\"\",\"\",入力区間!$I$27)","v":""},"ｍｍ"]
[null,null,"② 管延長",null,"=",{"$f":"IF(入力区間!$J$27=\"\",\"\",入力区間!$J$27)","v":""},"ｍ"]
[null,null,"③ 直管換算長",null,"=",{"$f":"IF(入力区間!$AW$27=\"\",\"\",入力区間!$AW$27)","v":""},"ｍ"]
[null,null,"④ 流量",null,"=",{"$f":"IF(入力区間!$H$27=\"\",\"\",入力区間!$H$27)","v":""},"Ｌ/sec"]
[null,null,"⑤ 動水勾配",null,"=",{"$f":"IF(入力区間!$AE$27=\"\",\"\",入力区間!$AE$27)","v":""},"‰",{"$f":"IF(入力区間!$AD$27=\"\",\"\",IF(入力区間!$AD$27=\"W\",\"（ウエストン公式より）\",\"（Ｈ．ウィリアムス公式より）\"))","v":""}]
[null,null,"⑥ 損失水頭",null,"=","⑤×(②＋③)×安全率"]
[null,null,null,null,"=",{"$f":"IF(F278=\"\",\"\",F278/1000)","v":""},"× (",{"$f":"IF(F275=\"\",\"\",F275)","v":""},"＋",{"$f":"IF(F276=\"\",\"\",F276)","v":""},") ×",{"$f":"IF(入力区間!$AG$10=\"\",\"\",入力区間!$AG$10)","v":1.1000000000000001}]
[null,null,null,null,"=",{"$f":"IF(入力区間!$AG$27=\"\",\"\",入力区間!$AG$27)","v":""},"ｍ"]
[null,null,"⑦ 立上り",null,"=",{"$f":"IF(入力区間!$K$27=\"\",0,ROUND(入力区間!$K$27,2))","v":0},"ｍ"]
[null,null,"⑧ 区間所要水頭 h17",null,"=","⑥＋⑦"]
[null,null,null,null,"=",{"$f":"IF(F281=\"\",\"\",F281)","v":""},"＋",{"$f":"IF(F282=\"\",\"\",F282)","v":0}]
[null,null,null,null,"=",{"$f":"IF(入力区間!$D$27=\"\",\"\",入力区間!$D$27)","v":""},"ｍ"]
[null,null,"⑨ 累計所要水頭 H17",null,"=","h17＋H16"]
[null,null,null,null,"=",{"$f":"IF(F285=\"\",\"\",F285)","v":""},"＋",{"$f":"IF(F271=\"\",\"\",F271)","v":""}]
[null,null,null,null,"=",{"$f":"IF(入力区間!$C$27=\"\",\"\",入力区間!$C$27)","v":""},"ｍ"]
[]
[null,"18．区　間",null,{"$f":"IF(入力区間!$G$28=\"\",\"\",入力区間!$G$28)","v":""}]
[null,null,"① 仮定口径",null,"=",{"$f":"IF(入力区間!$I$28=\"\",\"\",入力区間!$I$28)","v":""},"ｍｍ"]
[null,null,"② 管延長",null,"=",{"$f":"IF(入力区間!$J$28=\"\",\"\",入力区間!$J$28)","v":""},"ｍ"]
[null,null,"③ 直管換算長",null,"=",{"$f":"IF(入力区間!$AW$28=\"\",\"\",入力区間!$AW$28)","v":""},"ｍ"]
[null,null,"④ 流量",null,"=",{"$f":"IF(入力区間!$H$28=\"\",\"\",入力区間!$H$28)","v":""},"Ｌ/sec"]
[null,null,"⑤ 動水勾配",null,"=",{"$f":"IF(入力区間!$AE$28=\"\",\"\",入力区間!$AE$28)","v":""},"‰",{"$f":"IF(入力区間!$AD$28=\"\",\"\",IF(入力区間!$AD$28=\"W\",\"（ウエストン公式より）\",\"（Ｈ．ウィリアムス公式より）\"))","v":""}]
[null,null,"⑥ 損失水頭",null,"=","⑤×(②＋③)×安全率"]
[null,null,null,null,"=",{"$f":"IF(F295=\"\",\"\",F295/1000)","v":""},"× (",{"$f":"IF(F292=\"\",\"\",F292)","v":""},"＋",{"$f":"IF(F293=\"\",\"\",F293)","v":""},") ×",{"$f":"IF(入力区間!$AG$10=\"\",\"\",入力区間!$AG$10)","v":1.1000000000000001}]
[null,null,null,null,"=",{"$f":"IF(入力区間!$AG$28=\"\",\"\",入力区間!$AG$28)","v":""},"ｍ"]
[null,null,"⑦ 立上り",null,"=",{"$f":"IF(入力区間!$K$28=\"\",0,ROUND(入力区間!$K$28,2))","v":0},"ｍ"]
[null,null,"⑧ 区間所要水頭 h18",null,"=","⑥＋⑦"]
[null,null,null,null,"=",{"$f":"IF(F298=\"\",\"\",F298)","v":""},"＋",{"$f":"IF(F299=\"\",\"\",F299)","v":0}]
[null,null,null,null,"=",{"$f":"IF(入力区間!$D$28=\"\",\"\",入力区間!$D$28)","v":""},"ｍ"]
[null,null,"⑨ 累計所要水頭 H18",null,"=","h18＋H17"]
[null,null,null,null,"=",{"$f":"IF(F302=\"\",\"\",F302)","v":""},"＋",{"$f":"IF(F288=\"\",\"\",F288)","v":""}]
[null,null,null,null,"=",{"$f":"IF(入力区間!$C$28=\"\",\"\",入力区間!$C$28)","v":""},"ｍ"]
[]
[null,"19．区　間",null,{"$f":"IF(入力区間!$G$29=\"\",\"\",入力区間!$G$29)","v":""}]
[null,null,"① 仮定口径",null,"=",{"$f":"IF(入力区間!$I$29=\"\",\"\",入力区間!$I$29)","v":""},"ｍｍ"]
[null,null,"② 管延長",null,"=",{"$f":"IF(入力区間!$J$29=\"\",\"\",入力区間!$J$29)","v":""},"ｍ"]
[null,null,"③ 直管換算長",null,"=",{"$f":"IF(入力区間!$AW$29=\"\",\"\",入力区間!$AW$29)","v":""},"ｍ"]
[null,null,"④ 流量",null,"=",{"$f":"IF(入力区間!$H$29=\"\",\"\",入力区間!$H$29)","v":""},"Ｌ/sec"]
[null,null,"⑤ 動水勾配",null,"=",{"$f":"IF(入力区間!$AE$29=\"\",\"\",入力区間!$AE$29)","v":""},"‰",{"$f":"IF(入力区間!$AD$29=\"\",\"\",IF(入力区間!$AD$29=\"W\",\"（ウエストン公式より）\",\"（Ｈ．ウィリアムス公式より）\"))","v":""}]
[null,null,"⑥ 損失水頭",null,"=","⑤×(②＋③)×安全率"]
[null,null,null,null,"=",{"$f":"IF(F312=\"\",\"\",F312/1000)","v":""},"× (",{"$f":"IF(F309=\"\",\"\",F309)","v":""},"＋",{"$f":"IF(F310=\"\",\"\",F310)","v":""},") ×",{"$f":"IF(入力区間!$AG$10=\"\",\"\",入力区間!$AG$10)","v":1.1000000000000001}]
[null,null,null,null,"=",{"$f":"IF(入力区間!$AG$29=\"\",\"\",入力区間!$AG$29)","v":""},"ｍ"]
[null,null,"⑦ 立上り",null,"=",{"$f":"IF(入力区間!$K$29=\"\",0,ROUND(入力区間!$K$29,2))","v":0},"ｍ"]
[null,null,"⑧ 区間所要水頭 h19",null,"=","⑥＋⑦"]
[null,null,null,null,"=",{"$f":"IF(F315=\"\",\"\",F315)","v":""},"＋",{"$f":"IF(F316=\"\",\"\",F316)","v":0}]
[null,null,null,null,"=",{"$f":"IF(入力区間!$D$29=\"\",\"\",入力区間!$D$29)","v":""},"ｍ"]
[null,null,"⑨ 累計所要水頭 H19",null,"=","h19＋H18"]
[null,null,null,null,"=",{"$f":"IF(F319=\"\",\"\",F319)","v":""},"＋",{"$f":"IF(F305=\"\",\"\",F305)","v":""}]
[null,null,null,null,"=",{"$f":"IF(入力区間!$C$29=\"\",\"\",入力区間!$C$29)","v":""},"ｍ"]
[]
[null,"20．区　間",null,{"$f":"IF(入力区間!$G$30=\"\",\"\",入力区間!$G$30)","v":""}]
[null,null,"① 仮定口径",null,"=",{"$f":"IF(入力区間!$I$30=\"\",\"\",入力区間!$I$30)","v":""},"ｍｍ"]
[null,null,"② 管延長",null,"=",{"$f":"IF(入力区間!$J$30=\"\",\"\",入力区間!$J$30)","v":""},"ｍ"]
[null,null,"③ 直管換算長",null,"=",{"$f":"IF(入力区間!$AW$30=\"\",\"\",入力区間!$AW$30)","v":""},"ｍ"]
[null,null,"④ 流量",null,"=",{"$f":"IF(入力区間!$H$30=\"\",\"\",入力区間!$H$30)","v":""},"Ｌ/sec"]
[null,null,"⑤ 動水勾配",null,"=",{"$f":"IF(入力区間!$AE$30=\"\",\"\",入力区間!$AE$30)","v":""},"‰",{"$f":"IF(入力区間!$AD$30=\"\",\"\",IF(入力区間!$AD$30=\"W\",\"（ウエストン公式より）\",\"（Ｈ．ウィリアムス公式より）\"))","v":""}]
[null,null,"⑥ 損失水頭",null,"=","⑤×(②＋③)×安全率"]
[null,null,null,null,"=",{"$f":"IF(F329=\"\",\"\",F329/1000)","v":""},"× (",{"$f":"IF(F326=\"\",\"\",F326)","v":""},"＋",{"$f":"IF(F327=\"\",\"\",F327)","v":""},") ×",{"$f":"IF(入力区間!$AG$10=\"\",\"\",入力区間!$AG$10)","v":1.1000000000000001}]
[null,null,null,null,"=",{"$f":"IF(入力区間!$AG$30=\"\",\"\",入力区間!$AG$30)","v":""},"ｍ"]
[null,null,"⑦ 立上り",null,"=",{"$f":"IF(入力区間!$K$30=\"\",0,ROUND(入力区間!$K$30,2))","v":0},"ｍ"]
[null,null,"⑧ 区間所要水頭 h20",null,"=","⑥＋⑦"]
[null,null,null,null,"=",{"$f":"IF(F332=\"\",\"\",F332)","v":""},"＋",{"$f":"IF(F333=\"\",\"\",F333)","v":0}]
[null,null,null,null,"=",{"$f":"IF(入力区間!$D$30=\"\",\"\",入力区間!$D$30)","v":""},"ｍ"]
[null,null,"⑨ 累計所要水頭 H20",null,"=","h20＋H19"]
[null,null,null,null,"=",{"$f":"IF(F336=\"\",\"\",F336)","v":""},"＋",{"$f":"IF(F322=\"\",\"\",F322)","v":""}]
[null,null,null,null,"=",{"$f":"IF(入力区間!$C$30=\"\",\"\",入力区間!$C$30)","v":""},"ｍ"]
[]
[null,"21．区　間",null,{"$f":"IF(入力区間!$G$31=\"\",\"\",入力区間!$G$31)","v":""}]
[null,null,"① 仮定口径",null,"=",{"$f":"IF(入力区間!$I$31=\"\",\"\",入力区間!$I$31)","v":""},"ｍｍ"]
[null,null,"② 管延長",null,"=",{"$f":"IF(入力区間!$J$31=\"\",\"\",入力区間!$J$31)","v":""},"ｍ"]
[null,null,"③ 直管換算長",null,"=",{"$f":"IF(入力区間!$AW$31=\"\",\"\",入力区間!$AW$31)","v":""},"ｍ"]
[null,null,"④ 流量",null,"=",{"$f":"IF(入力区間!$H$31=\"\",\"\",入力区間!$H$31)","v":""},"Ｌ/sec"]
[null,null,"⑤ 動水勾配",null,"=",{"$f":"IF(入力区間!$AE$31=\"\",\"\",入力区間!$AE$31)","v":""},"‰",{"$f":"IF(入力区間!$AD$31=\"\",\"\",IF(入力区間!$AD$31=\"W\",\"（ウエストン公式より）\",\"（Ｈ．ウィリアムス公式より）\"))","v":""}]
[null,null,"⑥ 損失水頭",null,"=","⑤×(②＋③)×安全率"]
[null,null,null,null,"=",{"$f":"IF(F346=\"\",\"\",F346/1000)","v":""},"× (",{"$f":"IF(F343=\"\",\"\",F343)","v":""},"＋",{"$f":"IF(F344=\"\",\"\",F344)","v":""},") ×",{"$f":"IF(入力区間!$AG$10=\"\",\"\",入力区間!$AG$10)","v":1.1000000000000001}]
[null,null,null,null,"=",{"$f":"IF(入力区間!$AG$31=\"\",\"\",入力区間!$AG$31)","v":""},"ｍ"]
[null,null,"⑦ 立上り",null,"=",{"$f":"IF(入力区間!$K$31=\"\",0,ROUND(入力区間!$K$31,2))","v":0},"ｍ"]
[null,null,"⑧ 区間所要水頭 h21",null,"=","⑥＋⑦"]
[null,null,null,null,"=",{"$f":"IF(F349=\"\",\"\",F349)","v":""},"＋",{"$f":"IF(F350=\"\",\"\",F350)","v":0}]
[null,null,null,null,"=",{"$f":"IF(入力区間!$D$31=\"\",\"\",入力区間!$D$31)","v":""},"ｍ"]
[null,null,"⑨ 累計所要水頭 H21",null,"=","h21＋H20"]
[null,null,null,null,"=",{"$f":"IF(F353=\"\",\"\",F353)","v":""},"＋",{"$f":"IF(F339=\"\",\"\",F339)","v":""}]
[null,null,null,null,"=",{"$f":"IF(入力区間!$C$31=\"\",\"\",入力区間!$C$31)","v":""},"ｍ"]
[]
[null,"22．区　間",null,{"$f":"IF(入力区間!$G$32=\"\",\"\",入力区間!$G$32)","v":""}]
[null,null,"① 仮定口径",null,"=",{"$f":"IF(入力区間!$I$32=\"\",\"\",入力区間!$I$32)","v":""},"ｍｍ"]
[null,null,"② 管延長",null,"=",{"$f":"IF(入力区間!$J$32=\"\",\"\",入力区間!$J$32)","v":""},"ｍ"]
[null,null,"③ 直管換算長",null,"=",{"$f":"IF(入力区間!$AW$32=\"\",\"\",入力区間!$AW$32)","v":""},"ｍ"]
[null,null,"④ 流量",null,"=",{"$f":"IF(入力区間!$H$32=\"\",\"\",入力区間!$H$32)","v":""},"Ｌ/sec"]
[null,null,"⑤ 動水勾配",null,"=",{"$f":"IF(入力区間!$AE$32=\"\",\"\",入力区間!$AE$32)","v":""},"‰",{"$f":"IF(入力区間!$AD$32=\"\",\"\",IF(入力区間!$AD$32=\"W\",\"（ウエストン公式より）\",\"（Ｈ．ウィリアムス公式より）\"))","v":""}]
[null,null,"⑥ 損失水頭",null,"=","⑤×(②＋③)×安全率"]
[null,null,null,null,"=",{"$f":"IF(F363=\"\",\"\",F363/1000)","v":""},"× (",{"$f":"IF(F360=\"\",\"\",F360)","v":""},"＋",{"$f":"IF(F361=\"\",\"\",F361)","v":""},") ×",{"$f":"IF(入力区間!$AG$10=\"\",\"\",入力区間!$AG$10)","v":1.1000000000000001}]
[null,null,null,null,"=",{"$f":"IF(入力区間!$AG$32=\"\",\"\",入力区間!$AG$32)","v":""},"ｍ"]
[null,null,"⑦ 立上り",null,"=",{"$f":"IF(入力区間!$K$32=\"\",0,ROUND(入力区間!$K$32,2))","v":0},"ｍ"]
[null,null,"⑧ 区間所要水頭 h22",null,"=","⑥＋⑦"]
[null,null,null,null,"=",{"$f":"IF(F366=\"\",\"\",F366)","v":""},"＋",{"$f":"IF(F367=\"\",\"\",F367)","v":0}]
[null,null,null,null,"=",{"$f":"IF(入力区間!$D$32=\"\",\"\",入力区間!$D$32)","v":""},"ｍ"]
[null,null,"⑨ 累計所要水頭 H22",null,"=","h22＋H21"]
[null,null,null,null,"=",{"$f":"IF(F370=\"\",\"\",F370)","v":""},"＋",{"$f":"IF(F356=\"\",\"\",F356)","v":""}]
[null,null,null,null,"=",{"$f":"IF(入力区間!$C$32=\"\",\"\",入力区間!$C$32)","v":""},"ｍ"]
[]
[null,"23．区　間",null,{"$f":"IF(入力区間!$G$33=\"\",\"\",入力区間!$G$33)","v":""}]
[null,null,"① 仮定口径",null,"=",{"$f":"IF(入力区間!$I$33=\"\",\"\",入力区間!$I$33)","v":""},"ｍｍ"]
[null,null,"② 管延長",null,"=",{"$f":"IF(入力区間!$J$33=\"\",\"\",入力区間!$J$33)","v":""},"ｍ"]
[null,null,"③ 直管換算長",null,"=",{"$f":"IF(入力区間!$AW$33=\"\",\"\",入力区間!$AW$33)","v":""},"ｍ"]
[null,null,"④ 流量",null,"=",{"$f":"IF(入力区間!$H$33=\"\",\"\",入力区間!$H$33)","v":""},"Ｌ/sec"]
[null,null,"⑤ 動水勾配",null,"=",{"$f":"IF(入力区間!$AE$33=\"\",\"\",入力区間!$AE$33)","v":""},"‰",{"$f":"IF(入力区間!$AD$33=\"\",\"\",IF(入力区間!$AD$33=\"W\",\"（ウエストン公式より）\",\"（Ｈ．ウィリアムス公式より）\"))","v":""}]
[null,null,"⑥ 損失水頭",null,"=","⑤×(②＋③)×安全率"]
[null,null,null,null,"=",{"$f":"IF(F380=\"\",\"\",F380/1000)","v":""},"× (",{"$f":"IF(F377=\"\",\"\",F377)","v":""},"＋",{"$f":"IF(F378=\"\",\"\",F378)","v":""},") ×",{"$f":"IF(入力区間!$AG$10=\"\",\"\",入力区間!$AG$10)","v":1.1000000000000001}]
[null,null,null,null,"=",{"$f":"IF(入力区間!$AG$33=\"\",\"\",入力区間!$AG$33)","v":""},"ｍ"]
[null,null,"⑦ 立上り",null,"=",{"$f":"IF(入力区間!$K$33=\"\",0,ROUND(入力区間!$K$33,2))","v":0},"ｍ"]
[null,null,"⑧ 区間所要水頭 h23",null,"=","⑥＋⑦"]
[null,null,null,null,"=",{"$f":"IF(F383=\"\",\"\",F383)","v":""},"＋",{"$f":"IF(F384=\"\",\"\",F384)","v":0}]
[null,null,null,null,"=",{"$f":"IF(入力区間!$D$33=\"\",\"\",入力区間!$D$33)","v":""},"ｍ"]
[null,null,"⑨ 累計所要水頭 H23",null,"=","h23＋H22"]
[null,null,null,null,"=",{"$f":"IF(F387=\"\",\"\",F387)","v":""},"＋",{"$f":"IF(F373=\"\",\"\",F373)","v":""}]
[null,null,null,null,"=",{"$f":"IF(入力区間!$C$33=\"\",\"\",入力区間!$C$33)","v":""},"ｍ"]
[]
[null,"24．区　間",null,{"$f":"IF(入力区間!$G$34=\"\",\"\",入力区間!$G$34)","v":""}]
[null,null,"① 仮定口径",null,"=",{"$f":"IF(入力区間!$I$34=\"\",\"\",入力区間!$I$34)","v":""},"ｍｍ"]
[null,null,"② 管延長",null,"=",{"$f":"IF(入力区間!$J$34=\"\",\"\",入力区間!$J$34)","v":""},"ｍ"]
[null,null,"③ 直管換算長",null,"=",{"$f":"IF(入力区間!$AW$34=\"\",\"\",入力区間!$AW$34)","v":""},"ｍ"]
[null,null,"④ 流量",null,"=",{"$f":"IF(入力区間!$H$34=\"\",\"\",入力区間!$H$34)","v":""},"Ｌ/sec"]
[null,null,"⑤ 動水勾配",null,"=",{"$f":"IF(入力区間!$AE$34=\"\",\"\",入力区間!$AE$34)","v":""},"‰",{"$f":"IF(入力区間!$AD$34=\"\",\"\",IF(入力区間!$AD$34=\"W\",\"（ウエストン公式より）\",\"（Ｈ．ウィリアムス公式より）\"))","v":""}]
[null,null,"⑥ 損失水頭",null,"=","⑤×(②＋③)×安全率"]
[null,null,null,null,"=",{"$f":"IF(F397=\"\",\"\",F397/1000)","v":""},"× (",{"$f":"IF(F394=\"\",\"\",F394)","v":""},"＋",{"$f":"IF(F395=\"\",\"\",F395)","v":""},") ×",{"$f":"IF(入力区間!$AG$10=\"\",\"\",入力区間!$AG$10)","v":1.1000000000000001}]
[null,null,null,null,"=",{"$f":"IF(入力区間!$AG$34=\"\",\"\",入力区間!$AG$34)","v":""},"ｍ"]
[null,null,"⑦ 立上り",null,"=",{"$f":"IF(入力区間!$K$34=\"\",0,ROUND(入力区間!$K$34,2))","v":0},"ｍ"]
[null,null,"⑧ 区間所要水頭 h24",null,"=","⑥＋⑦"]
[null,null,null,null,"=",{"$f":"IF(F400=\"\",\"\",F400)","v":""},"＋",{"$f":"IF(F401=\"\",\"\",F401)","v":0}]
[null,null,null,null,"=",{"$f":"IF(入力区間!$D$34=\"\",\"\",入力区間!$D$34)","v":""},"ｍ"]
[null,null,"⑨ 累計所要水頭 H24",null,"=","h24＋H23"]
[null,null,null,null,"=",{"$f":"IF(F404=\"\",\"\",F404)","v":""},"＋",{"$f":"IF(F390=\"\",\"\",F390)","v":""}]
[null,null,null,null,"=",{"$f":"IF(入力区間!$C$34=\"\",\"\",入力区間!$C$34)","v":""},"ｍ"]
[]
[null,"25．区　間",null,{"$f":"IF(入力区間!$G$35=\"\",\"\",入力区間!$G$35)","v":""}]
[null,null,"① 仮定口径",null,"=",{"$f":"IF(入力区間!$I$35=\"\",\"\",入力区間!$I$35)","v":""},"ｍｍ"]
[null,null,"② 管延長",null,"=",{"$f":"IF(入力区間!$J$35=\"\",\"\",入力区間!$J$35)","v":""},"ｍ"]
[null,null,"③ 直管換算長",null,"=",{"$f":"IF(入力区間!$AW$35=\"\",\"\",入力区間!$AW$35)","v":""},"ｍ"]
[null,null,"④ 流量",null,"=",{"$f":"IF(入力区間!$H$35=\"\",\"\",入力区間!$H$35)","v":""},"Ｌ/sec"]
[null,null,"⑤ 動水勾配",null,"=",{"$f":"IF(入力区間!$AE$35=\"\",\"\",入力区間!$AE$35)","v":""},"‰",{"$f":"IF(入力区間!$AD$35=\"\",\"\",IF(入力区間!$AD$35=\"W\",\"（ウエストン公式より）\",\"（Ｈ．ウィリアムス公式より）\"))","v":""}]
[null,null,"⑥ 損失水頭",null,"=","⑤×(②＋③)×安全率"]
[null,null,null,null,"=",{"$f":"IF(F414=\"\",\"\",F414/1000)","v":""},"× (",{"$f":"IF(F411=\"\",\"\",F411)","v":""},"＋",{"$f":"IF(F412=\"\",\"\",F412)","v":""},") ×",{"$f":"IF(入力区間!$AG$10=\"\",\"\",入力区間!$AG$10)","v":1.1000000000000001}]
[null,null,null,null,"=",{"$f":"IF(入力区間!$AG$35=\"\",\"\",入力区間!$AG$35)","v":""},"ｍ"]
[null,null,"⑦ 立上り",null,"=",{"$f":"IF(入力区間!$K$35=\"\",0,ROUND(入力区間!$K$35,2))","v":0},"ｍ"]
[null,null,"⑧ 区間所要水頭 h25",null,"=","⑥＋⑦"]
[null,null,null,null,"=",{"$f":"IF(F417=\"\",\"\",F417)","v":""},"＋",{"$f":"IF(F418=\"\",\"\",F418)","v":0}]
[null,null,null,null,"=",{"$f":"IF(入力区間!$D$35=\"\",\"\",入力区間!$D$35)","v":""},"ｍ"]
[null,null,"⑨ 累計所要水頭 H25",null,"=","h25＋H24"]
[null,null,null,null,"=",{"$f":"IF(F421=\"\",\"\",F421)","v":""},"＋",{"$f":"IF(F407=\"\",\"\",F407)","v":""}]
[null,null,null,null,"=",{"$f":"IF(入力区間!$C$35=\"\",\"\",入力区間!$C$35)","v":""},"ｍ"]
[]
[null,"26．区　間",null,{"$f":"IF(入力区間!$G$36=\"\",\"\",入力区間!$G$36)","v":""}]
[null,null,"① 仮定口径",null,"=",{"$f":"IF(入力区間!$I$36=\"\",\"\",入力区間!$I$36)","v":""},"ｍｍ"]
[null,null,"② 管延長",null,"=",{"$f":"IF(入力区間!$J$36=\"\",\"\",入力区間!$J$36)","v":""},"ｍ"]
[null,null,"③ 直管換算長",null,"=",{"$f":"IF(入力区間!$AW$36=\"\",\"\",入力区間!$AW$36)","v":""},"ｍ"]
[null,null,"④ 流量",null,"=",{"$f":"IF(入力区間!$H$36=\"\",\"\",入力区間!$H$36)","v":""},"Ｌ/sec"]
[null,null,"⑤ 動水勾配",null,"=",{"$f":"IF(入力区間!$AE$36=\"\",\"\",入力区間!$AE$36)","v":""},"‰",{"$f":"IF(入力区間!$AD$36=\"\",\"\",IF(入力区間!$AD$36=\"W\",\"（ウエストン公式より）\",\"（Ｈ．ウィリアムス公式より）\"))","v":""}]
[null,null,"⑥ 損失水頭",null,"=","⑤×(②＋③)×安全率"]
[null,null,null,null,"=",{"$f":"IF(F431=\"\",\"\",F431/1000)","v":""},"× (",{"$f":"IF(F428=\"\",\"\",F428)","v":""},"＋",{"$f":"IF(F429=\"\",\"\",F429)","v":""},") ×",{"$f":"IF(入力区間!$AG$10=\"\",\"\",入力区間!$AG$10)","v":1.1000000000000001}]
[null,null,null,null,"=",{"$f":"IF(入力区間!$AG$36=\"\",\"\",入力区間!$AG$36)","v":""},"ｍ"]
[null,null,"⑦ 立上り",null,"=",{"$f":"IF(入力区間!$K$36=\"\",0,ROUND(入力区間!$K$36,2))","v":0},"ｍ"]
[null,null,"⑧ 区間所要水頭 h26",null,"=","⑥＋⑦"]
[null,null,null,null,"=",{"$f":"IF(F434=\"\",\"\",F434)","v":""},"＋",{"$f":"IF(F435=\"\",\"\",F435)","v":0}]
[null,null,null,null,"=",{"$f":"IF(入力区間!$D$36=\"\",\"\",入力区間!$D$36)","v":""},"ｍ"]
[null,null,"⑨ 累計所要水頭 H26",null,"=","h26＋H25"]
[null,null,null,null,"=",{"$f":"IF(F438=\"\",\"\",F438)","v":""},"＋",{"$f":"IF(F424=\"\",\"\",F424)","v":""}]
[null,null,null,null,"=",{"$f":"IF(入力区間!$C$36=\"\",\"\",入力区間!$C$36)","v":""},"ｍ"]
[]
[null,"27．区　間",null,{"$f":"IF(入力区間!$G$37=\"\",\"\",入力区間!$G$37)","v":""}]
[null,null,"① 仮定口径",null,"=",{"$f":"IF(入力区間!$I$37=\"\",\"\",入力区間!$I$37)","v":""},"ｍｍ"]
[null,null,"② 管延長",null,"=",{"$f":"IF(入力区間!$J$37=\"\",\"\",入力区間!$J$37)","v":""},"ｍ"]
[null,null,"③ 直管換算長",null,"=",{"$f":"IF(入力区間!$AW$37=\"\",\"\",入力区間!$AW$37)","v":""},"ｍ"]
[null,null,"④ 流量",null,"=",{"$f":"IF(入力区間!$H$37=\"\",\"\",入力区間!$H$37)","v":""},"Ｌ/sec"]
[null,null,"⑤ 動水勾配",null,"=",{"$f":"IF(入力区間!$AE$37=\"\",\"\",入力区間!$AE$37)","v":""},"‰",{"$f":"IF(入力区間!$AD$37=\"\",\"\",IF(入力区間!$AD$37=\"W\",\"（ウエストン公式より）\",\"（Ｈ．ウィリアムス公式より）\"))","v":""}]
[null,null,"⑥ 損失水頭",null,"=","⑤×(②＋③)×安全率"]
[null,null,null,null,"=",{"$f":"IF(F448=\"\",\"\",F448/1000)","v":""},"× (",{"$f":"IF(F445=\"\",\"\",F445)","v":""},"＋",{"$f":"IF(F446=\"\",\"\",F446)","v":""},") ×",{"$f":"IF(入力区間!$AG$10=\"\",\"\",入力区間!$AG$10)","v":1.1000000000000001}]
[null,null,null,null,"=",{"$f":"IF(入力区間!$AG$37=\"\",\"\",入力区間!$AG$37)","v":""},"ｍ"]
[null,null,"⑦ 立上り",null,"=",{"$f":"IF(入力区間!$K$37=\"\",0,ROUND(入力区間!$K$37,2))","v":0},"ｍ"]
[null,null,"⑧ 区間所要水頭 h27",null,"=","⑥＋⑦"]
[null,null,null,null,"=",{"$f":"IF(F451=\"\",\"\",F451)","v":""},"＋",{"$f":"IF(F452=\"\",\"\",F452)","v":0}]
[null,null,null,null,"=",{"$f":"IF(入力区間!$D$37=\"\",\"\",入力区間!$D$37)","v":""},"ｍ"]
[null,null,"⑨ 累計所要水頭 H27",null,"=","h27＋H26"]
[null,null,null,null,"=",{"$f":"IF(F455=\"\",\"\",F455)","v":""},"＋",{"$f":"IF(F441=\"\",\"\",F441)","v":""}]
[null,null,null,null,"=",{"$f":"IF(入力区間!$C$37=\"\",\"\",入力区間!$C$37)","v":""},"ｍ"]
[]
[null,"28．区　間",null,{"$f":"IF(入力区間!$G$38=\"\",\"\",入力区間!$G$38)","v":""}]
[null,null,"① 仮定口径",null,"=",{"$f":"IF(入力区間!$I$38=\"\",\"\",入力区間!$I$38)","v":""},"ｍｍ"]
[null,null,"② 管延長",null,"=",{"$f":"IF(入力区間!$J$38=\"\",\"\",入力区間!$J$38)","v":""},"ｍ"]
[null,null,"③ 直管換算長",null,"=",{"$f":"IF(入力区間!$AW$38=\"\",\"\",入力区間!$AW$38)","v":""},"ｍ"]
[null,null,"④ 流量",null,"=",{"$f":"IF(入力区間!$H$38=\"\",\"\",入力区間!$H$38)","v":""},"Ｌ/sec"]
[null,null,"⑤ 動水勾配",null,"=",{"$f":"IF(入力区間!$AE$38=\"\",\"\",入力区間!$AE$38)","v":""},"‰",{"$f":"IF(入力区間!$AD$38=\"\",\"\",IF(入力区間!$AD$38=\"W\",\"（ウエストン公式より）\",\"（Ｈ．ウィリアムス公式より）\"))","v":""}]
[null,null,"⑥ 損失水頭",null,"=","⑤×(②＋③)×安全率"]
[null,null,null,null,"=",{"$f":"IF(F465=\"\",\"\",F465/1000)","v":""},"× (",{"$f":"IF(F462=\"\",\"\",F462)","v":""},"＋",{"$f":"IF(F463=\"\",\"\",F463)","v":""},") ×",{"$f":"IF(入力区間!$AG$10=\"\",\"\",入力区間!$AG$10)","v":1.1000000000000001}]
[null,null,null,null,"=",{"$f":"IF(入力区間!$AG$38=\"\",\"\",入力区間!$AG$38)","v":""},"ｍ"]
[null,null,"⑦ 立上り",null,"=",{"$f":"IF(入力区間!$K$38=\"\",0,ROUND(入力区間!$K$38,2))","v":0},"ｍ"]
[null,null,"⑧ 区間所要水頭 h28",null,"=","⑥＋⑦"]
[null,null,null,null,"=",{"$f":"IF(F468=\"\",\"\",F468)","v":""},"＋",{"$f":"IF(F469=\"\",\"\",F469)","v":0}]
[null,null,null,null,"=",{"$f":"IF(入力区間!$D$38=\"\",\"\",入力区間!$D$38)","v":""},"ｍ"]
[null,null,"⑨ 累計所要水頭 H28",null,"=","h28＋H27"]
[null,null,null,null,"=",{"$f":"IF(F472=\"\",\"\",F472)","v":""},"＋",{"$f":"IF(F458=\"\",\"\",F458)","v":""}]
[null,null,null,null,"=",{"$f":"IF(入力区間!$C$38=\"\",\"\",入力区間!$C$38)","v":""},"ｍ"]
[]
[null,"29．区　間",null,{"$f":"IF(入力区間!$G$39=\"\",\"\",入力区間!$G$39)","v":""}]
[null,null,"① 仮定口径",null,"=",{"$f":"IF(入力区間!$I$39=\"\",\"\",入力区間!$I$39)","v":""},"ｍｍ"]
[null,null,"② 管延長",null,"=",{"$f":"IF(入力区間!$J$39=\"\",\"\",入力区間!$J$39)","v":""},"ｍ"]
[null,null,"③ 直管換算長",null,"=",{"$f":"IF(入力区間!$AW$39=\"\",\"\",入力区間!$AW$39)","v":""},"ｍ"]
[null,null,"④ 流量",null,"=",{"$f":"IF(入力区間!$H$39=\"\",\"\",入力区間!$H$39)","v":""},"Ｌ/sec"]
[null,null,"⑤ 動水勾配",null,"=",{"$f":"IF(入力区間!$AE$39=\"\",\"\",入力区間!$AE$39)","v":""},"‰",{"$f":"IF(入力区間!$AD$39=\"\",\"\",IF(入力区間!$AD$39=\"W\",\"（ウエストン公式より）\",\"（Ｈ．ウィリアムス公式より）\"))","v":""}]
[null,null,"⑥ 損失水頭",null,"=","⑤×(②＋③)×安全率"]
[null,null,null,null,"=",{"$f":"IF(F482=\"\",\"\",F482/1000)","v":""},"× (",{"$f":"IF(F479=\"\",\"\",F479)","v":""},"＋",{"$f":"IF(F480=\"\",\"\",F480)","v":""},") ×",{"$f":"IF(入力区間!$AG$10=\"\",\"\",入力区間!$AG$10)","v":1.1000000000000001}]
[null,null,null,null,"=",{"$f":"IF(入力区間!$AG$39=\"\",\"\",入力区間!$AG$39)","v":""},"ｍ"]
[null,null,"⑦ 立上り",null,"=",{"$f":"IF(入力区間!$K$39=\"\",0,ROUND(入力区間!$K$39,2))","v":0},"ｍ"]
[null,null,"⑧ 区間所要水頭 h29",null,"=","⑥＋⑦"]
[null,null,null,null,"=",{"$f":"IF(F485=\"\",\"\",F485)","v":""},"＋",{"$f":"IF(F486=\"\",\"\",F486)","v":0}]
[null,null,null,null,"=",{"$f":"IF(入力区間!$D$39=\"\",\"\",入力区間!$D$39)","v":""},"ｍ"]
[null,null,"⑨ 累計所要水頭 H29",null,"=","h29＋H28"]
[null,null,null,null,"=",{"$f":"IF(F489=\"\",\"\",F489)","v":""},"＋",{"$f":"IF(F475=\"\",\"\",F475)","v":""}]
[null,null,null,null,"=",{"$f":"IF(入力区間!$C$39=\"\",\"\",入力区間!$C$39)","v":""},"ｍ"]
[]
[null,"30．区　間",null,{"$f":"IF(入力区間!$G$40=\"\",\"\",入力区間!$G$40)","v":""}]
[null,null,"① 仮定口径",null,"=",{"$f":"IF(入力区間!$I$40=\"\",\"\",入力区間!$I$40)","v":""},"ｍｍ"]
[null,null,"② 管延長",null,"=",{"$f":"IF(入力区間!$J$40=\"\",\"\",入力区間!$J$40)","v":""},"ｍ"]
[null,null,"③ 直管換算長",null,"=",{"$f":"IF(入力区間!$AW$40=\"\",\"\",入力区間!$AW$40)","v":""},"ｍ"]
[null,null,"④ 流量",null,"=",{"$f":"IF(入力区間!$H$40=\"\",\"\",入力区間!$H$40)","v":""},"Ｌ/sec"]
[null,null,"⑤ 動水勾配",null,"=",{"$f":"IF(入力区間!$AE$40=\"\",\"\",入力区間!$AE$40)","v":""},"‰",{"$f":"IF(入力区間!$AD$40=\"\",\"\",IF(入力区間!$AD$40=\"W\",\"（ウエストン公式より）\",\"（Ｈ．ウィリアムス公式より）\"))","v":""}]
[null,null,"⑥ 損失水頭",null,"=","⑤×(②＋③)×安全率"]
[null,null,null,null,"=",{"$f":"IF(F499=\"\",\"\",F499/1000)","v":""},"× (",{"$f":"IF(F496=\"\",\"\",F496)","v":""},"＋",{"$f":"IF(F497=\"\",\"\",F497)","v":""},") ×",{"$f":"IF(入力区間!$AG$10=\"\",\"\",入力区間!$AG$10)","v":1.1000000000000001}]
[null,null,null,null,"=",{"$f":"IF(入力区間!$AG$40=\"\",\"\",入力区間!$AG$40)","v":""},"ｍ"]
[null,null,"⑦ 立上り",null,"=",{"$f":"IF(入力区間!$K$40=\"\",0,ROUND(入力区間!$K$40,2))","v":0},"ｍ"]
[null,null,"⑧ 区間所要水頭 h30",null,"=","⑥＋⑦"]
[null,null,null,null,"=",{"$f":"IF(F502=\"\",\"\",F502)","v":""},"＋",{"$f":"IF(F503=\"\",\"\",F503)","v":0}]
[null,null,null,null,"=",{"$f":"IF(入力区間!$D$40=\"\",\"\",入力区間!$D$40)","v":""},"ｍ"]
[null,null,"⑨ 累計所要水頭 H30",null,"=","h30＋H29"]
[null,null,null,null,"=",{"$f":"IF(F506=\"\",\"\",F506)","v":""},"＋",{"$f":"IF(F492=\"\",\"\",F492)","v":""}]
[null,null,null,null,"=",{"$f":"IF(入力区間!$C$40=\"\",\"\",入力区間!$C$40)","v":""},"ｍ"]
[]
[null,"31．区　間",null,{"$f":"IF(入力区間!$G$41=\"\",\"\",入力区間!$G$41)","v":""}]
[null,null,"① 仮定口径",null,"=",{"$f":"IF(入力区間!$I$41=\"\",\"\",入力区間!$I$41)","v":""},"ｍｍ"]
[null,null,"② 管延長",null,"=",{"$f":"IF(入力区間!$J$41=\"\",\"\",入力区間!$J$41)","v":""},"ｍ"]
[null,null,"③ 直管換算長",null,"=",{"$f":"IF(入力区間!$AW$41=\"\",\"\",入力区間!$AW$41)","v":""},"ｍ"]
[null,null,"④ 流量",null,"=",{"$f":"IF(入力区間!$H$41=\"\",\"\",入力区間!$H$41)","v":""},"Ｌ/sec"]
[null,null,"⑤ 動水勾配",null,"=",{"$f":"IF(入力区間!$AE$41=\"\",\"\",入力区間!$AE$41)","v":""},"‰",{"$f":"IF(入力区間!$AD$41=\"\",\"\",IF(入力区間!$AD$41=\"W\",\"（ウエストン公式より）\",\"（Ｈ．ウィリアムス公式より）\"))","v":""}]
[null,null,"⑥ 損失水頭",null,"=","⑤×(②＋③)×安全率"]
[null,null,null,null,"=",{"$f":"IF(F516=\"\",\"\",F516/1000)","v":""},"× (",{"$f":"IF(F513=\"\",\"\",F513)","v":""},"＋",{"$f":"IF(F514=\"\",\"\",F514)","v":""},") ×",{"$f":"IF(入力区間!$AG$10=\"\",\"\",入力区間!$AG$10)","v":1.1000000000000001}]
[null,null,null,null,"=",{"$f":"IF(入力区間!$AG$41=\"\",\"\",入力区間!$AG$41)","v":""},"ｍ"]
[null,null,"⑦ 立上り",null,"=",{"$f":"IF(入力区間!$K$41=\"\",0,ROUND(入力区間!$K$41,2))","v":0},"ｍ"]
[null,null,"⑧ 区間所要水頭 h31",null,"=","⑥＋⑦"]
[null,null,null,null,"=",{"$f":"IF(F519=\"\",\"\",F519)","v":""},"＋",{"$f":"IF(F520=\"\",\"\",F520)","v":0}]
[null,null,null,null,"=",{"$f":"IF(入力区間!$D$41=\"\",\"\",入力区間!$D$41)","v":""},"ｍ"]
[null,null,"⑨ 累計所要水頭 H31",null,"=","h31＋H30"]
[null,null,null,null,"=",{"$f":"IF(F523=\"\",\"\",F523)","v":""},"＋",{"$f":"IF(F509=\"\",\"\",F509)","v":""}]
[null,null,null,null,"=",{"$f":"IF(入力区間!$C$41=\"\",\"\",入力区間!$C$41)","v":""},"ｍ"]
[]
[null,"32．区　間",null,{"$f":"IF(入力区間!$G$42=\"\",\"\",入力区間!$G$42)","v":""}]
[null,null,"① 仮定口径",null,"=",{"$f":"IF(入力区間!$I$42=\"\",\"\",入力区間!$I$42)","v":""},"ｍｍ"]
[null,null,"② 管延長",null,"=",{"$f":"IF(入力区間!$J$42=\"\",\"\",入力区間!$J$42)","v":""},"ｍ"]
[null,null,"③ 直管換算長",null,"=",{"$f":"IF(入力区間!$AW$42=\"\",\"\",入力区間!$AW$42)","v":""},"ｍ"]
[null,null,"④ 流量",null,"=",{"$f":"IF(入力区間!$H$42=\"\",\"\",入力区間!$H$42)","v":""},"Ｌ/sec"]
[null,null,"⑤ 動水勾配",null,"=",{"$f":"IF(入力区間!$AE$42=\"\",\"\",入力区間!$AE$42)","v":""},"‰",{"$f":"IF(入力区間!$AD$42=\"\",\"\",IF(入力区間!$AD$42=\"W\",\"（ウエストン公式より）\",\"（Ｈ．ウィリアムス公式より）\"))","v":""}]
[null,null,"⑥ 損失水頭",null,"=","⑤×(②＋③)×安全率"]
[null,null,null,null,"=",{"$f":"IF(F533=\"\",\"\",F533/1000)","v":""},"× (",{"$f":"IF(F530=\"\",\"\",F530)","v":""},"＋",{"$f":"IF(F531=\"\",\"\",F531)","v":""},") ×",{"$f":"IF(入力区間!$AG$10=\"\",\"\",入力区間!$AG$10)","v":1.1000000000000001}]
[null,null,null,null,"=",{"$f":"IF(入力区間!$AG$42=\"\",\"\",入力区間!$AG$42)","v":""},"ｍ"]
[null,null,"⑦ 立上り",null,"=",{"$f":"IF(入力区間!$K$42=\"\",0,ROUND(入力区間!$K$42,2))","v":0},"ｍ"]
[null,null,"⑧ 区間所要水頭 h32",null,"=","⑥＋⑦"]
[null,null,null,null,"=",{"$f":"IF(F536=\"\",\"\",F536)","v":""},"＋",{"$f":"IF(F537=\"\",\"\",F537)","v":0}]
[null,null,null,null,"=",{"$f":"IF(入力区間!$D$42=\"\",\"\",入力区間!$D$42)","v":""},"ｍ"]
[null,null,"⑨ 累計所要水頭 H32",null,"=","h32＋H31"]
[null,null,null,null,"=",{"$f":"IF(F540=\"\",\"\",F540)","v":""},"＋",{"$f":"IF(F526=\"\",\"\",F526)","v":""}]
[null,null,null,null,"=",{"$f":"IF(入力区間!$C$42=\"\",\"\",入力区間!$C$42)","v":""},"ｍ"]
[]
[null,"33．区　間",null,{"$f":"IF(入力区間!$G$43=\"\",\"\",入力区間!$G$43)","v":""}]
[null,null,"① 仮定口径",null,"=",{"$f":"IF(入力区間!$I$43=\"\",\"\",入力区間!$I$43)","v":""},"ｍｍ"]
[null,null,"② 管延長",null,"=",{"$f":"IF(入力区間!$J$43=\"\",\"\",入力区間!$J$43)","v":""},"ｍ"]
[null,null,"③ 直管換算長",null,"=",{"$f":"IF(入力区間!$AW$43=\"\",\"\",入力区間!$AW$43)","v":""},"ｍ"]
[null,null,"④ 流量",null,"=",{"$f":"IF(入力区間!$H$43=\"\",\"\",入力区間!$H$43)","v":""},"Ｌ/sec"]
[null,null,"⑤ 動水勾配",null,"=",{"$f":"IF(入力区間!$AE$43=\"\",\"\",入力区間!$AE$43)","v":""},"‰",{"$f":"IF(入力区間!$AD$43=\"\",\"\",IF(入力区間!$AD$43=\"W\",\"（ウエストン公式より）\",\"（Ｈ．ウィリアムス公式より）\"))","v":""}]
[null,null,"⑥ 損失水頭",null,"=","⑤×(②＋③)×安全率"]
[null,null,null,null,"=",{"$f":"IF(F550=\"\",\"\",F550/1000)","v":""},"× (",{"$f":"IF(F547=\"\",\"\",F547)","v":""},"＋",{"$f":"IF(F548=\"\",\"\",F548)","v":""},") ×",{"$f":"IF(入力区間!$AG$10=\"\",\"\",入力区間!$AG$10)","v":1.1000000000000001}]
[null,null,null,null,"=",{"$f":"IF(入力区間!$AG$43=\"\",\"\",入力区間!$AG$43)","v":""},"ｍ"]
[null,null,"⑦ 立上り",null,"=",{"$f":"IF(入力区間!$K$43=\"\",0,ROUND(入力区間!$K$43,2))","v":0},"ｍ"]
[null,null,"⑧ 区間所要水頭 h33",null,"=","⑥＋⑦"]
[null,null,null,null,"=",{"$f":"IF(F553=\"\",\"\",F553)","v":""},"＋",{"$f":"IF(F554=\"\",\"\",F554)","v":0}]
[null,null,null,null,"=",{"$f":"IF(入力区間!$D$43=\"\",\"\",入力区間!$D$43)","v":""},"ｍ"]
[null,null,"⑨ 累計所要水頭 H33",null,"=","h33＋H32"]
[null,null,null,null,"=",{"$f":"IF(F557=\"\",\"\",F557)","v":""},"＋",{"$f":"IF(F543=\"\",\"\",F543)","v":""}]
[null,null,null,null,"=",{"$f":"IF(入力区間!$C$43=\"\",\"\",入力区間!$C$43)","v":""},"ｍ"]
[]
[null,"34．区　間",null,{"$f":"IF(入力区間!$G$44=\"\",\"\",入力区間!$G$44)","v":""}]
[null,null,"① 仮定口径",null,"=",{"$f":"IF(入力区間!$I$44=\"\",\"\",入力区間!$I$44)","v":""},"ｍｍ"]
[null,null,"② 管延長",null,"=",{"$f":"IF(入力区間!$J$44=\"\",\"\",入力区間!$J$44)","v":""},"ｍ"]
[null,null,"③ 直管換算長",null,"=",{"$f":"IF(入力区間!$AW$44=\"\",\"\",入力区間!$AW$44)","v":""},"ｍ"]
[null,null,"④ 流量",null,"=",{"$f":"IF(入力区間!$H$44=\"\",\"\",入力区間!$H$44)","v":""},"Ｌ/sec"]
[null,null,"⑤ 動水勾配",null,"=",{"$f":"IF(入力区間!$AE$44=\"\",\"\",入力区間!$AE$44)","v":""},"‰",{"$f":"IF(入力区間!$AD$44=\"\",\"\",IF(入力区間!$AD$44=\"W\",\"（ウエストン公式より）\",\"（Ｈ．ウィリアムス公式より）\"))","v":""}]
[null,null,"⑥ 損失水頭",null,"=","⑤×(②＋③)×安全率"]
[null,null,null,null,"=",{"$f":"IF(F567=\"\",\"\",F567/1000)","v":""},"× (",{"$f":"IF(F564=\"\",\"\",F564)","v":""},"＋",{"$f":"IF(F565=\"\",\"\",F565)","v":""},") ×",{"$f":"IF(入力区間!$AG$10=\"\",\"\",入力区間!$AG$10)","v":1.1000000000000001}]
[null,null,null,null,"=",{"$f":"IF(入力区間!$AG$44=\"\",\"\",入力区間!$AG$44)","v":""},"ｍ"]
[null,null,"⑦ 立上り",null,"=",{"$f":"IF(入力区間!$K$44=\"\",0,ROUND(入力区間!$K$44,2))","v":0},"ｍ"]
[null,null,"⑧ 区間所要水頭 h34",null,"=","⑥＋⑦"]
[null,null,null,null,"=",{"$f":"IF(F570=\"\",\"\",F570)","v":""},"＋",{"$f":"IF(F571=\"\",\"\",F571)","v":0}]
[null,null,null,null,"=",{"$f":"IF(入力区間!$D$44=\"\",\"\",入力区間!$D$44)","v":""},"ｍ"]
[null,null,"⑨ 累計所要水頭 H34",null,"=","h34＋H33"]
[null,null,null,null,"=",{"$f":"IF(F574=\"\",\"\",F574)","v":""},"＋",{"$f":"IF(F560=\"\",\"\",F560)","v":""}]
[null,null,null,null,"=",{"$f":"IF(入力区間!$C$44=\"\",\"\",入力区間!$C$44)","v":""},"ｍ"]
[]
[null,"35．区　間",null,{"$f":"IF(入力区間!$G$45=\"\",\"\",入力区間!$G$45)","v":""}]
[null,null,"① 仮定口径",null,"=",{"$f":"IF(入力区間!$I$45=\"\",\"\",入力区間!$I$45)","v":""},"ｍｍ"]
[null,null,"② 管延長",null,"=",{"$f":"IF(入力区間!$J$45=\"\",\"\",入力区間!$J$45)","v":""},"ｍ"]
[null,null,"③ 直管換算長",null,"=",{"$f":"IF(入力区間!$AW$45=\"\",\"\",入力区間!$AW$45)","v":""},"ｍ"]
[null,null,"④ 流量",null,"=",{"$f":"IF(入力区間!$H$45=\"\",\"\",入力区間!$H$45)","v":""},"Ｌ/sec"]
[null,null,"⑤ 動水勾配",null,"=",{"$f":"IF(入力区間!$AE$45=\"\",\"\",入力区間!$AE$45)","v":""},"‰",{"$f":"IF(入力区間!$AD$45=\"\",\"\",IF(入力区間!$AD$45=\"W\",\"（ウエストン公式より）\",\"（Ｈ．ウィリアムス公式より）\"))","v":""}]
[null,null,"⑥ 損失水頭",null,"=","⑤×(②＋③)×安全率"]
[null,null,null,null,"=",{"$f":"IF(F584=\"\",\"\",F584/1000)","v":""},"× (",{"$f":"IF(F581=\"\",\"\",F581)","v":""},"＋",{"$f":"IF(F582=\"\",\"\",F582)","v":""},") ×",{"$f":"IF(入力区間!$AG$10=\"\",\"\",入力区間!$AG$10)","v":1.1000000000000001}]
[null,null,null,null,"=",{"$f":"IF(入力区間!$AG$45=\"\",\"\",入力区間!$AG$45)","v":""},"ｍ"]
[null,null,"⑦ 立上り",null,"=",{"$f":"IF(入力区間!$K$45=\"\",0,ROUND(入力区間!$K$45,2))","v":0},"ｍ"]
[null,null,"⑧ 区間所要水頭 h35",null,"=","⑥＋⑦"]
[null,null,null,null,"=",{"$f":"IF(F587=\"\",\"\",F587)","v":""},"＋",{"$f":"IF(F588=\"\",\"\",F588)","v":0}]
[null,null,null,null,"=",{"$f":"IF(入力区間!$D$45=\"\",\"\",入力区間!$D$45)","v":""},"ｍ"]
[null,null,"⑨ 累計所要水頭 H35",null,"=","h35＋H34"]
[null,null,null,null,"=",{"$f":"IF(F591=\"\",\"\",F591)","v":""},"＋",{"$f":"IF(F577=\"\",\"\",F577)","v":""}]
[null,null,null,null,"=",{"$f":"IF(入力区間!$C$45=\"\",\"\",入力区間!$C$45)","v":""},"ｍ"]
[]
[null,"36．区　間",null,{"$f":"IF(入力区間!$G$46=\"\",\"\",入力区間!$G$46)","v":""}]
[null,null,"① 仮定口径",null,"=",{"$f":"IF(入力区間!$I$46=\"\",\"\",入力区間!$I$46)","v":""},"ｍｍ"]
[null,null,"② 管延長",null,"=",{"$f":"IF(入力区間!$J$46=\"\",\"\",入力区間!$J$46)","v":""},"ｍ"]
[null,null,"③ 直管換算長",null,"=",{"$f":"IF(入力区間!$AW$46=\"\",\"\",入力区間!$AW$46)","v":""},"ｍ"]
[null,null,"④ 流量",null,"=",{"$f":"IF(入力区間!$H$46=\"\",\"\",入力区間!$H$46)","v":""},"Ｌ/sec"]
[null,null,"⑤ 動水勾配",null,"=",{"$f":"IF(入力区間!$AE$46=\"\",\"\",入力区間!$AE$46)","v":""},"‰",{"$f":"IF(入力区間!$AD$46=\"\",\"\",IF(入力区間!$AD$46=\"W\",\"（ウエストン公式より）\",\"（Ｈ．ウィリアムス公式より）\"))","v":""}]
[null,null,"⑥ 損失水頭",null,"=","⑤×(②＋③)×安全率"]
[null,null,null,null,"=",{"$f":"IF(F601=\"\",\"\",F601/1000)","v":""},"× (",{"$f":"IF(F598=\"\",\"\",F598)","v":""},"＋",{"$f":"IF(F599=\"\",\"\",F599)","v":""},") ×",{"$f":"IF(入力区間!$AG$10=\"\",\"\",入力区間!$AG$10)","v":1.1000000000000001}]
[null,null,null,null,"=",{"$f":"IF(入力区間!$AG$46=\"\",\"\",入力区間!$AG$46)","v":""},"ｍ"]
[null,null,"⑦ 立上り",null,"=",{"$f":"IF(入力区間!$K$46=\"\",0,ROUND(入力区間!$K$46,2))","v":0},"ｍ"]
[null,null,"⑧ 区間所要水頭 h36",null,"=","⑥＋⑦"]
[null,null,null,null,"=",{"$f":"IF(F604=\"\",\"\",F604)","v":""},"＋",{"$f":"IF(F605=\"\",\"\",F605)","v":0}]
[null,null,null,null,"=",{"$f":"IF(入力区間!$D$46=\"\",\"\",入力区間!$D$46)","v":""},"ｍ"]
[null,null,"⑨ 累計所要水頭 H36",null,"=","h36＋H35"]
[null,null,null,null,"=",{"$f":"IF(F608=\"\",\"\",F608)","v":""},"＋",{"$f":"IF(F594=\"\",\"\",F594)","v":""}]
[null,null,null,null,"=",{"$f":"IF(入力区間!$C$46=\"\",\"\",入力区間!$C$46)","v":""},"ｍ"]
[]
[null,"37．区　間",null,{"$f":"IF(入力区間!$G$47=\"\",\"\",入力区間!$G$47)","v":""}]
[null,null,"① 仮定口径",null,"=",{"$f":"IF(入力区間!$I$47=\"\",\"\",入力区間!$I$47)","v":""},"ｍｍ"]
[null,null,"② 管延長",null,"=",{"$f":"IF(入力区間!$J$47=\"\",\"\",入力区間!$J$47)","v":""},"ｍ"]
[null,null,"③ 直管換算長",null,"=",{"$f":"IF(入力区間!$AW$47=\"\",\"\",入力区間!$AW$47)","v":""},"ｍ"]
[null,null,"④ 流量",null,"=",{"$f":"IF(入力区間!$H$47=\"\",\"\",入力区間!$H$47)","v":""},"Ｌ/sec"]
[null,null,"⑤ 動水勾配",null,"=",{"$f":"IF(入力区間!$AE$47=\"\",\"\",入力区間!$AE$47)","v":""},"‰",{"$f":"IF(入力区間!$AD$47=\"\",\"\",IF(入力区間!$AD$47=\"W\",\"（ウエストン公式より）\",\"（Ｈ．ウィリアムス公式より）\"))","v":""}]
[null,null,"⑥ 損失水頭",null,"=","⑤×(②＋③)×安全率"]
[null,null,null,null,"=",{"$f":"IF(F618=\"\",\"\",F618/1000)","v":""},"× (",{"$f":"IF(F615=\"\",\"\",F615)","v":""},"＋",{"$f":"IF(F616=\"\",\"\",F616)","v":""},") ×",{"$f":"IF(入力区間!$AG$10=\"\",\"\",入力区間!$AG$10)","v":1.1000000000000001}]
[null,null,null,null,"=",{"$f":"IF(入力区間!$AG$47=\"\",\"\",入力区間!$AG$47)","v":""},"ｍ"]
[null,null,"⑦ 立上り",null,"=",{"$f":"IF(入力区間!$K$47=\"\",0,ROUND(入力区間!$K$47,2))","v":0},"ｍ"]
[null,null,"⑧ 区間所要水頭 h37",null,"=","⑥＋⑦"]
[null,null,null,null,"=",{"$f":"IF(F621=\"\",\"\",F621)","v":""},"＋",{"$f":"IF(F622=\"\",\"\",F622)","v":0}]
[null,null,null,null,"=",{"$f":"IF(入力区間!$D$47=\"\",\"\",入力区間!$D$47)","v":""},"ｍ"]
[null,null,"⑨ 累計所要水頭 H37",null,"=","h37＋H36"]
[null,null,null,null,"=",{"$f":"IF(F625=\"\",\"\",F625)","v":""},"＋",{"$f":"IF(F611=\"\",\"\",F611)","v":""}]
[null,null,null,null,"=",{"$f":"IF(入力区間!$C$47=\"\",\"\",入力区間!$C$47)","v":""},"ｍ"]
[]
[null,"38．区　間",null,{"$f":"IF(入力区間!$G$48=\"\",\"\",入力区間!$G$48)","v":""}]
[null,null,"① 仮定口径",null,"=",{"$f":"IF(入力区間!$I$48=\"\",\"\",入力区間!$I$48)","v":""},"ｍｍ"]
[null,null,"② 管延長",null,"=",{"$f":"IF(入力区間!$J$48=\"\",\"\",入力区間!$J$48)","v":""},"ｍ"]
[null,null,"③ 直管換算長",null,"=",{"$f":"IF(入力区間!$AW$48=\"\",\"\",入力区間!$AW$48)","v":""},"ｍ"]
[null,null,"④ 流量",null,"=",{"$f":"IF(入力区間!$H$48=\"\",\"\",入力区間!$H$48)","v":""},"Ｌ/sec"]
[null,null,"⑤ 動水勾配",null,"=",{"$f":"IF(入力区間!$AE$48=\"\",\"\",入力区間!$AE$48)","v":""},"‰",{"$f":"IF(入力区間!$AD$48=\"\",\"\",IF(入力区間!$AD$48=\"W\",\"（ウエストン公式より）\",\"（Ｈ．ウィリアムス公式より）\"))","v":""}]
[null,null,"⑥ 損失水頭",null,"=","⑤×(②＋③)×安全率"]
[null,null,null,null,"=",{"$f":"IF(F635=\"\",\"\",F635/1000)","v":""},"× (",{"$f":"IF(F632=\"\",\"\",F632)","v":""},"＋",{"$f":"IF(F633=\"\",\"\",F633)","v":""},") ×",{"$f":"IF(入力区間!$AG$10=\"\",\"\",入力区間!$AG$10)","v":1.1000000000000001}]
[null,null,null,null,"=",{"$f":"IF(入力区間!$AG$48=\"\",\"\",入力区間!$AG$48)","v":""},"ｍ"]
[null,null,"⑦ 立上り",null,"=",{"$f":"IF(入力区間!$K$48=\"\",0,ROUND(入力区間!$K$48,2))","v":0},"ｍ"]
[null,null,"⑧ 区間所要水頭 h38",null,"=","⑥＋⑦"]
[null,null,null,null,"=",{"$f":"IF(F638=\"\",\"\",F638)","v":""},"＋",{"$f":"IF(F639=\"\",\"\",F639)","v":0}]
[null,null,null,null,"=",{"$f":"IF(入力区間!$D$48=\"\",\"\",入力区間!$D$48)","v":""},"ｍ"]
[null,null,"⑨ 累計所要水頭 H38",null,"=","h38＋H37"]
[null,null,null,null,"=",{"$f":"IF(F642=\"\",\"\",F642)","v":""},"＋",{"$f":"IF(F628=\"\",\"\",F628)","v":""}]
[null,null,null,null,"=",{"$f":"IF(入力区間!$C$48=\"\",\"\",入力区間!$C$48)","v":""},"ｍ"]
[]
[null,"39．区　間",null,{"$f":"IF(入力区間!$G$49=\"\",\"\",入力区間!$G$49)","v":""}]
[null,null,"① 仮定口径",null,"=",{"$f":"IF(入力区間!$I$49=\"\",\"\",入力区間!$I$49)","v":""},"ｍｍ"]
[null,null,"② 管延長",null,"=",{"$f":"IF(入力区間!$J$49=\"\",\"\",入力区間!$J$49)","v":""},"ｍ"]
[null,null,"③ 直管換算長",null,"=",{"$f":"IF(入力区間!$AW$49=\"\",\"\",入力区間!$AW$49)","v":""},"ｍ"]
[null,null,"④ 流量",null,"=",{"$f":"IF(入力区間!$H$49=\"\",\"\",入力区間!$H$49)","v":""},"Ｌ/sec"]
[null,null,"⑤ 動水勾配",null,"=",{"$f":"IF(入力区間!$AE$49=\"\",\"\",入力区間!$AE$49)","v":""},"‰",{"$f":"IF(入力区間!$AD$49=\"\",\"\",IF(入力区間!$AD$49=\"W\",\"（ウエストン公式より）\",\"（Ｈ．ウィリアムス公式より）\"))","v":""}]
[null,null,"⑥ 損失水頭",null,"=","⑤×(②＋③)×安全率"]
[null,null,null,null,"=",{"$f":"IF(F652=\"\",\"\",F652/1000)","v":""},"× (",{"$f":"IF(F649=\"\",\"\",F649)","v":""},"＋",{"$f":"IF(F650=\"\",\"\",F650)","v":""},") ×",{"$f":"IF(入力区間!$AG$10=\"\",\"\",入力区間!$AG$10)","v":1.1000000000000001}]
[null,null,null,null,"=",{"$f":"IF(入力区間!$AG$49=\"\",\"\",入力区間!$AG$49)","v":""},"ｍ"]
[null,null,"⑦ 立上り",null,"=",{"$f":"IF(入力区間!$K$49=\"\",0,ROUND(入力区間!$K$49,2))","v":0},"ｍ"]
[null,null,"⑧ 区間所要水頭 h39",null,"=","⑥＋⑦"]
[null,null,null,null,"=",{"$f":"IF(F655=\"\",\"\",F655)","v":""},"＋",{"$f":"IF(F656=\"\",\"\",F656)","v":0}]
[null,null,null,null,"=",{"$f":"IF(入力区間!$D$49=\"\",\"\",入力区間!$D$49)","v":""},"ｍ"]
[null,null,"⑨ 累計所要水頭 H39",null,"=","h39＋H38"]
[null,null,null,null,"=",{"$f":"IF(F659=\"\",\"\",F659)","v":""},"＋",{"$f":"IF(F645=\"\",\"\",F645)","v":""}]
[null,null,null,null,"=",{"$f":"IF(入力区間!$C$49=\"\",\"\",入力区間!$C$49)","v":""},"ｍ"]
[]
[null,"40．区　間",null,{"$f":"IF(入力区間!$G$50=\"\",\"\",入力区間!$G$50)","v":""}]
[null,null,"① 仮定口径",null,"=",{"$f":"IF(入力区間!$I$50=\"\",\"\",入力区間!$I$50)","v":""},"ｍｍ"]
[null,null,"② 管延長",null,"=",{"$f":"IF(入力区間!$J$50=\"\",\"\",入力区間!$J$50)","v":""},"ｍ"]
[null,null,"③ 直管換算長",null,"=",{"$f":"IF(入力区間!$AW$50=\"\",\"\",入力区間!$AW$50)","v":""},"ｍ"]
[null,null,"④ 流量",null,"=",{"$f":"IF(入力区間!$H$50=\"\",\"\",入力区間!$H$50)","v":""},"Ｌ/sec"]
[null,null,"⑤ 動水勾配",null,"=",{"$f":"IF(入力区間!$AE$50=\"\",\"\",入力区間!$AE$50)","v":""},"‰",{"$f":"IF(入力区間!$AD$50=\"\",\"\",IF(入力区間!$AD$50=\"W\",\"（ウエストン公式より）\",\"（Ｈ．ウィリアムス公式より）\"))","v":""}]
[null,null,"⑥ 損失水頭",null,"=","⑤×(②＋③)×安全率"]
[null,null,null,null,"=",{"$f":"IF(F669=\"\",\"\",F669/1000)","v":""},"× (",{"$f":"IF(F666=\"\",\"\",F666)","v":""},"＋",{"$f":"IF(F667=\"\",\"\",F667)","v":""},") ×",{"$f":"IF(入力区間!$AG$10=\"\",\"\",入力区間!$AG$10)","v":1.1000000000000001}]
[null,null,null,null,"=",{"$f":"IF(入力区間!$AG$50=\"\",\"\",入力区間!$AG$50)","v":""},"ｍ"]
[null,null,"⑦ 立上り",null,"=",{"$f":"IF(入力区間!$K$50=\"\",0,ROUND(入力区間!$K$50,2))","v":0},"ｍ"]
[null,null,"⑧ 区間所要水頭 h40",null,"=","⑥＋⑦"]
[null,null,null,null,"=",{"$f":"IF(F672=\"\",\"\",F672)","v":""},"＋",{"$f":"IF(F673=\"\",\"\",F673)","v":0}]
[null,null,null,null,"=",{"$f":"IF(入力区間!$D$50=\"\",\"\",入力区間!$D$50)","v":""},"ｍ"]
[null,null,"⑨ 累計所要水頭 H40",null,"=","h40＋H39"]
[null,null,null,null,"=",{"$f":"IF(F676=\"\",\"\",F676)","v":""},"＋",{"$f":"IF(F662=\"\",\"\",F662)","v":""}]
[null,null,null,null,"=",{"$f":"IF(入力区間!$C$50=\"\",\"\",入力区間!$C$50)","v":""},"ｍ"]
[]
[null,"41．区　間",null,{"$f":"IF(入力区間!$G$51=\"\",\"\",入力区間!$G$51)","v":""}]
[null,null,"① 仮定口径",null,"=",{"$f":"IF(入力区間!$I$51=\"\",\"\",入力区間!$I$51)","v":""},"ｍｍ"]
[null,null,"② 管延長",null,"=",{"$f":"IF(入力区間!$J$51=\"\",\"\",入力区間!$J$51)","v":""},"ｍ"]
[null,null,"③ 直管換算長",null,"=",{"$f":"IF(入力区間!$AW$51=\"\",\"\",入力区間!$AW$51)","v":""},"ｍ"]
[null,null,"④ 流量",null,"=",{"$f":"IF(入力区間!$H$51=\"\",\"\",入力区間!$H$51)","v":""},"Ｌ/sec"]
[null,null,"⑤ 動水勾配",null,"=",{"$f":"IF(入力区間!$AE$51=\"\",\"\",入力区間!$AE$51)","v":""},"‰",{"$f":"IF(入力区間!$AD$51=\"\",\"\",IF(入力区間!$AD$51=\"W\",\"（ウエストン公式より）\",\"（Ｈ．ウィリアムス公式より）\"))","v":""}]
[null,null,"⑥ 損失水頭",null,"=","⑤×(②＋③)×安全率"]
[null,null,null,null,"=",{"$f":"IF(F686=\"\",\"\",F686/1000)","v":""},"× (",{"$f":"IF(F683=\"\",\"\",F683)","v":""},"＋",{"$f":"IF(F684=\"\",\"\",F684)","v":""},") ×",{"$f":"IF(入力区間!$AG$10=\"\",\"\",入力区間!$AG$10)","v":1.1000000000000001}]
[null,null,null,null,"=",{"$f":"IF(入力区間!$AG$51=\"\",\"\",入力区間!$AG$51)","v":""},"ｍ"]
[null,null,"⑦ 立上り",null,"=",{"$f":"IF(入力区間!$K$51=\"\",0,ROUND(入力区間!$K$51,2))","v":0},"ｍ"]
[null,null,"⑧ 区間所要水頭 h41",null,"=","⑥＋⑦"]
[null,null,null,null,"=",{"$f":"IF(F689=\"\",\"\",F689)","v":""},"＋",{"$f":"IF(F690=\"\",\"\",F690)","v":0}]
[null,null,null,null,"=",{"$f":"IF(入力区間!$D$51=\"\",\"\",入力区間!$D$51)","v":""},"ｍ"]
[null,null,"⑨ 累計所要水頭 H41",null,"=","h41＋H40"]
[null,null,null,null,"=",{"$f":"IF(F693=\"\",\"\",F693)","v":""},"＋",{"$f":"IF(F679=\"\",\"\",F679)","v":""}]
[null,null,null,null,"=",{"$f":"IF(入力区間!$C$51=\"\",\"\",入力区間!$C$51)","v":""},"ｍ"]
[]
[null,"42．区　間",null,{"$f":"IF(入力区間!$G$52=\"\",\"\",入力区間!$G$52)","v":""}]
[null,null,"① 仮定口径",null,"=",{"$f":"IF(入力区間!$I$52=\"\",\"\",入力区間!$I$52)","v":""},"ｍｍ"]
[null,null,"② 管延長",null,"=",{"$f":"IF(入力区間!$J$52=\"\",\"\",入力区間!$J$52)","v":""},"ｍ"]
[null,null,"③ 直管換算長",null,"=",{"$f":"IF(入力区間!$AW$52=\"\",\"\",入力区間!$AW$52)","v":""},"ｍ"]
[null,null,"④ 流量",null,"=",{"$f":"IF(入力区間!$H$52=\"\",\"\",入力区間!$H$52)","v":""},"Ｌ/sec"]
[null,null,"⑤ 動水勾配",null,"=",{"$f":"IF(入力区間!$AE$52=\"\",\"\",入力区間!$AE$52)","v":""},"‰",{"$f":"IF(入力区間!$AD$52=\"\",\"\",IF(入力区間!$AD$52=\"W\",\"（ウエストン公式より）\",\"（Ｈ．ウィリアムス公式より）\"))","v":""}]
[null,null,"⑥ 損失水頭",null,"=","⑤×(②＋③)×安全率"]
[null,null,null,null,"=",{"$f":"IF(F703=\"\",\"\",F703/1000)","v":""},"× (",{"$f":"IF(F700=\"\",\"\",F700)","v":""},"＋",{"$f":"IF(F701=\"\",\"\",F701)","v":""},") ×",{"$f":"IF(入力区間!$AG$10=\"\",\"\",入力区間!$AG$10)","v":1.1000000000000001}]
[null,null,null,null,"=",{"$f":"IF(入力区間!$AG$52=\"\",\"\",入力区間!$AG$52)","v":""},"ｍ"]
[null,null,"⑦ 立上り",null,"=",{"$f":"IF(入力区間!$K$52=\"\",0,ROUND(入力区間!$K$52,2))","v":0},"ｍ"]
[null,null,"⑧ 区間所要水頭 h42",null,"=","⑥＋⑦"]
[null,null,null,null,"=",{"$f":"IF(F706=\"\",\"\",F706)","v":""},"＋",{"$f":"IF(F707=\"\",\"\",F707)","v":0}]
[null,null,null,null,"=",{"$f":"IF(入力区間!$D$52=\"\",\"\",入力区間!$D$52)","v":""},"ｍ"]
[null,null,"⑨ 累計所要水頭 H42",null,"=","h42＋H41"]
[null,null,null,null,"=",{"$f":"IF(F710=\"\",\"\",F710)","v":""},"＋",{"$f":"IF(F696=\"\",\"\",F696)","v":""}]
[null,null,null,null,"=",{"$f":"IF(入力区間!$C$52=\"\",\"\",入力区間!$C$52)","v":""},"ｍ"]
[]
[null,"43．区　間",null,{"$f":"IF(入力区間!$G$53=\"\",\"\",入力区間!$G$53)","v":""}]
[null,null,"① 仮定口径",null,"=",{"$f":"IF(入力区間!$I$53=\"\",\"\",入力区間!$I$53)","v":""},"ｍｍ"]
[null,null,"② 管延長",null,"=",{"$f":"IF(入力区間!$J$53=\"\",\"\",入力区間!$J$53)","v":""},"ｍ"]
[null,null,"③ 直管換算長",null,"=",{"$f":"IF(入力区間!$AW$53=\"\",\"\",入力区間!$AW$53)","v":""},"ｍ"]
[null,null,"④ 流量",null,"=",{"$f":"IF(入力区間!$H$53=\"\",\"\",入力区間!$H$53)","v":""},"Ｌ/sec"]
[null,null,"⑤ 動水勾配",null,"=",{"$f":"IF(入力区間!$AE$53=\"\",\"\",入力区間!$AE$53)","v":""},"‰",{"$f":"IF(入力区間!$AD$53=\"\",\"\",IF(入力区間!$AD$53=\"W\",\"（ウエストン公式より）\",\"（Ｈ．ウィリアムス公式より）\"))","v":""}]
[null,null,"⑥ 損失水頭",null,"=","⑤×(②＋③)×安全率"]
[null,null,null,null,"=",{"$f":"IF(F720=\"\",\"\",F720/1000)","v":""},"× (",{"$f":"IF(F717=\"\",\"\",F717)","v":""},"＋",{"$f":"IF(F718=\"\",\"\",F718)","v":""},") ×",{"$f":"IF(入力区間!$AG$10=\"\",\"\",入力区間!$AG$10)","v":1.1000000000000001}]
[null,null,null,null,"=",{"$f":"IF(入力区間!$AG$53=\"\",\"\",入力区間!$AG$53)","v":""},"ｍ"]
[null,null,"⑦ 立上り",null,"=",{"$f":"IF(入力区間!$K$53=\"\",0,ROUND(入力区間!$K$53,2))","v":0},"ｍ"]
[null,null,"⑧ 区間所要水頭 h43",null,"=","⑥＋⑦"]
[null,null,null,null,"=",{"$f":"IF(F723=\"\",\"\",F723)","v":""},"＋",{"$f":"IF(F724=\"\",\"\",F724)","v":0}]
[null,null,null,null,"=",{"$f":"IF(入力区間!$D$53=\"\",\"\",入力区間!$D$53)","v":""},"ｍ"]
[null,null,"⑨ 累計所要水頭 H43",null,"=","h43＋H42"]
[null,null,null,null,"=",{"$f":"IF(F727=\"\",\"\",F727)","v":""},"＋",{"$f":"IF(F713=\"\",\"\",F713)","v":""}]
[null,null,null,null,"=",{"$f":"IF(入力区間!$C$53=\"\",\"\",入力区間!$C$53)","v":""},"ｍ"]
[]
[null,"44．区　間",null,{"$f":"IF(入力区間!$G$54=\"\",\"\",入力区間!$G$54)","v":""}]
[null,null,"① 仮定口径",null,"=",{"$f":"IF(入力区間!$I$54=\"\",\"\",入力区間!$I$54)","v":""},"ｍｍ"]
[null,null,"② 管延長",null,"=",{"$f":"IF(入力区間!$J$54=\"\",\"\",入力区間!$J$54)","v":""},"ｍ"]
[null,null,"③ 直管換算長",null,"=",{"$f":"IF(入力区間!$AW$54=\"\",\"\",入力区間!$AW$54)","v":""},"ｍ"]
[null,null,"④ 流量",null,"=",{"$f":"IF(入力区間!$H$54=\"\",\"\",入力区間!$H$54)","v":""},"Ｌ/sec"]
[null,null,"⑤ 動水勾配",null,"=",{"$f":"IF(入力区間!$AE$54=\"\",\"\",入力区間!$AE$54)","v":""},"‰",{"$f":"IF(入力区間!$AD$54=\"\",\"\",IF(入力区間!$AD$54=\"W\",\"（ウエストン公式より）\",\"（Ｈ．ウィリアムス公式より）\"))","v":""}]
[null,null,"⑥ 損失水頭",null,"=","⑤×(②＋③)×安全率"]
[null,null,null,null,"=",{"$f":"IF(F737=\"\",\"\",F737/1000)","v":""},"× (",{"$f":"IF(F734=\"\",\"\",F734)","v":""},"＋",{"$f":"IF(F735=\"\",\"\",F735)","v":""},") ×",{"$f":"IF(入力区間!$AG$10=\"\",\"\",入力区間!$AG$10)","v":1.1000000000000001}]
[null,null,null,null,"=",{"$f":"IF(入力区間!$AG$54=\"\",\"\",入力区間!$AG$54)","v":""},"ｍ"]
[null,null,"⑦ 立上り",null,"=",{"$f":"IF(入力区間!$K$54=\"\",0,ROUND(入力区間!$K$54,2))","v":0},"ｍ"]
[null,null,"⑧ 区間所要水頭 h44",null,"=","⑥＋⑦"]
[null,null,null,null,"=",{"$f":"IF(F740=\"\",\"\",F740)","v":""},"＋",{"$f":"IF(F741=\"\",\"\",F741)","v":0}]
[null,null,null,null,"=",{"$f":"IF(入力区間!$D$54=\"\",\"\",入力区間!$D$54)","v":""},"ｍ"]
[null,null,"⑨ 累計所要水頭 H44",null,"=","h44＋H43"]
[null,null,null,null,"=",{"$f":"IF(F744=\"\",\"\",F744)","v":""},"＋",{"$f":"IF(F730=\"\",\"\",F730)","v":""}]
[null,null,null,null,"=",{"$f":"IF(入力区間!$C$54=\"\",\"\",入力区間!$C$54)","v":""},"ｍ"]
[]
[null,"45．区　間",null,{"$f":"IF(入力区間!$G$55=\"\",\"\",入力区間!$G$55)","v":""}]
[null,null,"① 仮定口径",null,"=",{"$f":"IF(入力区間!$I$55=\"\",\"\",入力区間!$I$55)","v":""},"ｍｍ"]
[null,null,"② 管延長",null,"=",{"$f":"IF(入力区間!$J$55=\"\",\"\",入力区間!$J$55)","v":""},"ｍ"]
[null,null,"③ 直管換算長",null,"=",{"$f":"IF(入力区間!$AW$55=\"\",\"\",入力区間!$AW$55)","v":""},"ｍ"]
[null,null,"④ 流量",null,"=",{"$f":"IF(入力区間!$H$55=\"\",\"\",入力区間!$H$55)","v":""},"Ｌ/sec"]
[null,null,"⑤ 動水勾配",null,"=",{"$f":"IF(入力区間!$AE$55=\"\",\"\",入力区間!$AE$55)","v":""},"‰",{"$f":"IF(入力区間!$AD$55=\"\",\"\",IF(入力区間!$AD$55=\"W\",\"（ウエストン公式より）\",\"（Ｈ．ウィリアムス公式より）\"))","v":""}]
[null,null,"⑥ 損失水頭",null,"=","⑤×(②＋③)×安全率"]
[null,null,null,null,"=",{"$f":"IF(F754=\"\",\"\",F754/1000)","v":""},"× (",{"$f":"IF(F751=\"\",\"\",F751)","v":""},"＋",{"$f":"IF(F752=\"\",\"\",F752)","v":""},") ×",{"$f":"IF(入力区間!$AG$10=\"\",\"\",入力区間!$AG$10)","v":1.1000000000000001}]
[null,null,null,null,"=",{"$f":"IF(入力区間!$AG$55=\"\",\"\",入力区間!$AG$55)","v":""},"ｍ"]
[null,null,"⑦ 立上り",null,"=",{"$f":"IF(入力区間!$K$55=\"\",0,ROUND(入力区間!$K$55,2))","v":0},"ｍ"]
[null,null,"⑧ 区間所要水頭 h45",null,"=","⑥＋⑦"]
[null,null,null,null,"=",{"$f":"IF(F757=\"\",\"\",F757)","v":""},"＋",{"$f":"IF(F758=\"\",\"\",F758)","v":0}]
[null,null,null,null,"=",{"$f":"IF(入力区間!$D$55=\"\",\"\",入力区間!$D$55)","v":""},"ｍ"]
[null,null,"⑨ 累計所要水頭 H45",null,"=","h45＋H44"]
[null,null,null,null,"=",{"$f":"IF(F761=\"\",\"\",F761)","v":""},"＋",{"$f":"IF(F747=\"\",\"\",F747)","v":""}]
[null,null,null,null,"=",{"$f":"IF(入力区間!$C$55=\"\",\"\",入力区間!$C$55)","v":""},"ｍ"]
[]
[null,"46．区　間",null,{"$f":"IF(入力区間!$G$56=\"\",\"\",入力区間!$G$56)","v":""}]
[null,null,"① 仮定口径",null,"=",{"$f":"IF(入力区間!$I$56=\"\",\"\",入力区間!$I$56)","v":""},"ｍｍ"]
[null,null,"② 管延長",null,"=",{"$f":"IF(入力区間!$J$56=\"\",\"\",入力区間!$J$56)","v":""},"ｍ"]
[null,null,"③ 直管換算長",null,"=",{"$f":"IF(入力区間!$AW$56=\"\",\"\",入力区間!$AW$56)","v":""},"ｍ"]
[null,null,"④ 流量",null,"=",{"$f":"IF(入力区間!$H$56=\"\",\"\",入力区間!$H$56)","v":""},"Ｌ/sec"]
[null,null,"⑤ 動水勾配",null,"=",{"$f":"IF(入力区間!$AE$56=\"\",\"\",入力区間!$AE$56)","v":""},"‰",{"$f":"IF(入力区間!$AD$56=\"\",\"\",IF(入力区間!$AD$56=\"W\",\"（ウエストン公式より）\",\"（Ｈ．ウィリアムス公式より）\"))","v":""}]
[null,null,"⑥ 損失水頭",null,"=","⑤×(②＋③)×安全率"]
[null,null,null,null,"=",{"$f":"IF(F771=\"\",\"\",F771/1000)","v":""},"× (",{"$f":"IF(F768=\"\",\"\",F768)","v":""},"＋",{"$f":"IF(F769=\"\",\"\",F769)","v":""},") ×",{"$f":"IF(入力区間!$AG$10=\"\",\"\",入力区間!$AG$10)","v":1.1000000000000001}]
[null,null,null,null,"=",{"$f":"IF(入力区間!$AG$56=\"\",\"\",入力区間!$AG$56)","v":""},"ｍ"]
[null,null,"⑦ 立上り",null,"=",{"$f":"IF(入力区間!$K$56=\"\",0,ROUND(入力区間!$K$56,2))","v":0},"ｍ"]
[null,null,"⑧ 区間所要水頭 h46",null,"=","⑥＋⑦"]
[null,null,null,null,"=",{"$f":"IF(F774=\"\",\"\",F774)","v":""},"＋",{"$f":"IF(F775=\"\",\"\",F775)","v":0}]
[null,null,null,null,"=",{"$f":"IF(入力区間!$D$56=\"\",\"\",入力区間!$D$56)","v":""},"ｍ"]
[null,null,"⑨ 累計所要水頭 H46",null,"=","h46＋H45"]
[null,null,null,null,"=",{"$f":"IF(F778=\"\",\"\",F778)","v":""},"＋",{"$f":"IF(F764=\"\",\"\",F764)","v":""}]
[null,null,null,null,"=",{"$f":"IF(入力区間!$C$56=\"\",\"\",入力区間!$C$56)","v":""},"ｍ"]
[]
[null,"47．区　間",null,{"$f":"IF(入力区間!$G$57=\"\",\"\",入力区間!$G$57)","v":""}]
[null,null,"① 仮定口径",null,"=",{"$f":"IF(入力区間!$I$57=\"\",\"\",入力区間!$I$57)","v":""},"ｍｍ"]
[null,null,"② 管延長",null,"=",{"$f":"IF(入力区間!$J$57=\"\",\"\",入力区間!$J$57)","v":""},"ｍ"]
[null,null,"③ 直管換算長",null,"=",{"$f":"IF(入力区間!$AW$57=\"\",\"\",入力区間!$AW$57)","v":""},"ｍ"]
[null,null,"④ 流量",null,"=",{"$f":"IF(入力区間!$H$57=\"\",\"\",入力区間!$H$57)","v":""},"Ｌ/sec"]
[null,null,"⑤ 動水勾配",null,"=",{"$f":"IF(入力区間!$AE$57=\"\",\"\",入力区間!$AE$57)","v":""},"‰",{"$f":"IF(入力区間!$AD$57=\"\",\"\",IF(入力区間!$AD$57=\"W\",\"（ウエストン公式より）\",\"（Ｈ．ウィリアムス公式より）\"))","v":""}]
[null,null,"⑥ 損失水頭",null,"=","⑤×(②＋③)×安全率"]
[null,null,null,null,"=",{"$f":"IF(F788=\"\",\"\",F788/1000)","v":""},"× (",{"$f":"IF(F785=\"\",\"\",F785)","v":""},"＋",{"$f":"IF(F786=\"\",\"\",F786)","v":""},") ×",{"$f":"IF(入力区間!$AG$10=\"\",\"\",入力区間!$AG$10)","v":1.1000000000000001}]
[null,null,null,null,"=",{"$f":"IF(入力区間!$AG$57=\"\",\"\",入力区間!$AG$57)","v":""},"ｍ"]
[null,null,"⑦ 立上り",null,"=",{"$f":"IF(入力区間!$K$57=\"\",0,ROUND(入力区間!$K$57,2))","v":0},"ｍ"]
[null,null,"⑧ 区間所要水頭 h47",null,"=","⑥＋⑦"]
[null,null,null,null,"=",{"$f":"IF(F791=\"\",\"\",F791)","v":""},"＋",{"$f":"IF(F792=\"\",\"\",F792)","v":0}]
[null,null,null,null,"=",{"$f":"IF(入力区間!$D$57=\"\",\"\",入力区間!$D$57)","v":""},"ｍ"]
[null,null,"⑨ 累計所要水頭 H47",null,"=","h47＋H46"]
[null,null,null,null,"=",{"$f":"IF(F795=\"\",\"\",F795)","v":""},"＋",{"$f":"IF(F781=\"\",\"\",F781)","v":""}]
[null,null,null,null,"=",{"$f":"IF(入力区間!$C$57=\"\",\"\",入力区間!$C$57)","v":""},"ｍ"]
[]
[null,"48．区　間",null,{"$f":"IF(入力区間!$G$58=\"\",\"\",入力区間!$G$58)","v":""}]
[null,null,"① 仮定口径",null,"=",{"$f":"IF(入力区間!$I$58=\"\",\"\",入力区間!$I$58)","v":""},"ｍｍ"]
[null,null,"② 管延長",null,"=",{"$f":"IF(入力区間!$J$58=\"\",\"\",入力区間!$J$58)","v":""},"ｍ"]
[null,null,"③ 直管換算長",null,"=",{"$f":"IF(入力区間!$AW$58=\"\",\"\",入力区間!$AW$58)","v":""},"ｍ"]
[null,null,"④ 流量",null,"=",{"$f":"IF(入力区間!$H$58=\"\",\"\",入力区間!$H$58)","v":""},"Ｌ/sec"]
[null,null,"⑤ 動水勾配",null,"=",{"$f":"IF(入力区間!$AE$58=\"\",\"\",入力区間!$AE$58)","v":""},"‰",{"$f":"IF(入力区間!$AD$58=\"\",\"\",IF(入力区間!$AD$58=\"W\",\"（ウエストン公式より）\",\"（Ｈ．ウィリアムス公式より）\"))","v":""}]
[null,null,"⑥ 損失水頭",null,"=","⑤×(②＋③)×安全率"]
[null,null,null,null,"=",{"$f":"IF(F805=\"\",\"\",F805/1000)","v":""},"× (",{"$f":"IF(F802=\"\",\"\",F802)","v":""},"＋",{"$f":"IF(F803=\"\",\"\",F803)","v":""},") ×",{"$f":"IF(入力区間!$AG$10=\"\",\"\",入力区間!$AG$10)","v":1.1000000000000001}]
[null,null,null,null,"=",{"$f":"IF(入力区間!$AG$58=\"\",\"\",入力区間!$AG$58)","v":""},"ｍ"]
[null,null,"⑦ 立上り",null,"=",{"$f":"IF(入力区間!$K$58=\"\",0,ROUND(入力区間!$K$58,2))","v":0},"ｍ"]
[null,null,"⑧ 区間所要水頭 h48",null,"=","⑥＋⑦"]
[null,null,null,null,"=",{"$f":"IF(F808=\"\",\"\",F808)","v":""},"＋",{"$f":"IF(F809=\"\",\"\",F809)","v":0}]
[null,null,null,null,"=",{"$f":"IF(入力区間!$D$58=\"\",\"\",入力区間!$D$58)","v":""},"ｍ"]
[null,null,"⑨ 累計所要水頭 H48",null,"=","h48＋H47"]
[null,null,null,null,"=",{"$f":"IF(F812=\"\",\"\",F812)","v":""},"＋",{"$f":"IF(F798=\"\",\"\",F798)","v":""}]
[null,null,null,null,"=",{"$f":"IF(入力区間!$C$58=\"\",\"\",入力区間!$C$58)","v":""},"ｍ"]
[]
[null,"49．区　間",null,{"$f":"IF(入力区間!$G$59=\"\",\"\",入力区間!$G$59)","v":""}]
[null,null,"① 仮定口径",null,"=",{"$f":"IF(入力区間!$I$59=\"\",\"\",入力区間!$I$59)","v":""},"ｍｍ"]
[null,null,"② 管延長",null,"=",{"$f":"IF(入力区間!$J$59=\"\",\"\",入力区間!$J$59)","v":""},"ｍ"]
[null,null,"③ 直管換算長",null,"=",{"$f":"IF(入力区間!$AW$59=\"\",\"\",入力区間!$AW$59)","v":""},"ｍ"]
[null,null,"④ 流量",null,"=",{"$f":"IF(入力区間!$H$59=\"\",\"\",入力区間!$H$59)","v":""},"Ｌ/sec"]
[null,null,"⑤ 動水勾配",null,"=",{"$f":"IF(入力区間!$AE$59=\"\",\"\",入力区間!$AE$59)","v":""},"‰",{"$f":"IF(入力区間!$AD$59=\"\",\"\",IF(入力区間!$AD$59=\"W\",\"（ウエストン公式より）\",\"（Ｈ．ウィリアムス公式より）\"))","v":""}]
[null,null,"⑥ 損失水頭",null,"=","⑤×(②＋③)×安全率"]
[null,null,null,null,"=",{"$f":"IF(F822=\"\",\"\",F822/1000)","v":""},"× (",{"$f":"IF(F819=\"\",\"\",F819)","v":""},"＋",{"$f":"IF(F820=\"\",\"\",F820)","v":""},") ×",{"$f":"IF(入力区間!$AG$10=\"\",\"\",入力区間!$AG$10)","v":1.1000000000000001}]
[null,null,null,null,"=",{"$f":"IF(入力区間!$AG$59=\"\",\"\",入力区間!$AG$59)","v":""},"ｍ"]
[null,null,"⑦ 立上り",null,"=",{"$f":"IF(入力区間!$K$59=\"\",0,ROUND(入力区間!$K$59,2))","v":0},"ｍ"]
[null,null,"⑧ 区間所要水頭 h49",null,"=","⑥＋⑦"]
[null,null,null,null,"=",{"$f":"IF(F825=\"\",\"\",F825)","v":""},"＋",{"$f":"IF(F826=\"\",\"\",F826)","v":0}]
[null,null,null,null,"=",{"$f":"IF(入力区間!$D$59=\"\",\"\",入力区間!$D$59)","v":""},"ｍ"]
[null,null,"⑨ 累計所要水頭 H49",null,"=","h49＋H48"]
[null,null,null,null,"=",{"$f":"IF(F829=\"\",\"\",F829)","v":""},"＋",{"$f":"IF(F815=\"\",\"\",F815)","v":""}]
[null,null,null,null,"=",{"$f":"IF(入力区間!$C$59=\"\",\"\",入力区間!$C$59)","v":""},"ｍ"]
[]
[null,"50．区　間",null,{"$f":"IF(入力区間!$G$60=\"\",\"\",入力区間!$G$60)","v":""}]
[null,null,"① 仮定口径",null,"=",{"$f":"IF(入力区間!$I$60=\"\",\"\",入力区間!$I$60)","v":""},"ｍｍ"]
[null,null,"② 管延長",null,"=",{"$f":"IF(入力区間!$J$60=\"\",\"\",入力区間!$J$60)","v":""},"ｍ"]
[null,null,"③ 直管換算長",null,"=",{"$f":"IF(入力区間!$AW$60=\"\",\"\",入力区間!$AW$60)","v":""},"ｍ"]
[null,null,"④ 流量",null,"=",{"$f":"IF(入力区間!$H$60=\"\",\"\",入力区間!$H$60)","v":""},"Ｌ/sec"]
[null,null,"⑤ 動水勾配",null,"=",{"$f":"IF(入力区間!$AE$60=\"\",\"\",入力区間!$AE$60)","v":""},"‰",{"$f":"IF(入力区間!$AD$60=\"\",\"\",IF(入力区間!$AD$60=\"W\",\"（ウエストン公式より）\",\"（Ｈ．ウィリアムス公式より）\"))","v":""}]
[null,null,"⑥ 損失水頭",null,"=","⑤×(②＋③)×安全率"]
[null,null,null,null,"=",{"$f":"IF(F839=\"\",\"\",F839/1000)","v":""},"× (",{"$f":"IF(F836=\"\",\"\",F836)","v":""},"＋",{"$f":"IF(F837=\"\",\"\",F837)","v":""},") ×",{"$f":"IF(入力区間!$AG$10=\"\",\"\",入力区間!$AG$10)","v":1.1000000000000001}]
[null,null,null,null,"=",{"$f":"IF(入力区間!$AG$60=\"\",\"\",入力区間!$AG$60)","v":""},"ｍ"]
[null,null,"⑦ 立上り",null,"=",{"$f":"IF(入力区間!$K$60=\"\",0,ROUND(入力区間!$K$60,2))","v":0},"ｍ"]
[null,null,"⑧ 区間所要水頭 h50",null,"=","⑥＋⑦"]
[null,null,null,null,"=",{"$f":"IF(F842=\"\",\"\",F842)","v":""},"＋",{"$f":"IF(F843=\"\",\"\",F843)","v":0}]
[null,null,null,null,"=",{"$f":"IF(入力区間!$D$60=\"\",\"\",入力区間!$D$60)","v":""},"ｍ"]
[null,null,"⑨ 累計所要水頭 H50",null,"=","h50＋H49"]
[null,null,null,null,"=",{"$f":"IF(F846=\"\",\"\",F846)","v":""},"＋",{"$f":"IF(F832=\"\",\"\",F832)","v":""}]
[null,null,null,null,"=",{"$f":"IF(入力区間!$C$60=\"\",\"\",入力区間!$C$60)","v":""},"ｍ"]

{"sheet":"2区間計算安全有他損失有","index":34,"n_rows":899,"n_cols":12,"rows_kept":899,"cut":false,"hidden":true,"merged":[[100,7,100,11],[10,7,10,11],[28,7,28,11],[46,7,46,11],[64,7,64,11],[82,7,82,11],[316,7,316,11],[118,7,118,11],[136,7,136,11],[154,7,154,11],[172,7,172,11],[190,7,190,11],[208,7,208,11],[226,7,226,11],[244,7,244,11],[262,7,262,11],[280,7,280,11],[298,7,298,11],[532,7,532,11],[334,7,334,11],[352,7,352,11],[370,7,370,11],[388,7,388,11],[406,7,406,11],[424,7,424,11],[442,7,442,11],[460,7,460,11],[478,7,478,11],[496,7,496,11],[514,7,514,11],[748,7,748,11],[550,7,550,11],[568,7,568,11],[586,7,586,11],[604,7,604,11],[622,7,622,11],[640,7,640,11],[658,7,658,11],[676,7,676,11],[694,7,694,11],[712,7,712,11],[730,7,730,11],[874,7,874,11],[892,7,892,11],[766,7,766,11],[784,7,784,11],[802,7,802,11],[820,7,820,11],[838,7,838,11],[856,7,856,11]]}
[null,"１．区　間",null,{"$f":"IF(入力区間!$G$11=\"\",\"\",入力区間!$G$11)","v":"A-B"}]
[null,null,"① 仮定口径",null,"=",{"$f":"IF(入力区間!$I$11=\"\",\"\",入力区間!$I$11)","v":13},"ｍｍ"]
[null,null,"② 管延長",null,"=",{"$f":"IF(入力区間!$J$11=\"\",\"\",入力区間!$J$11)","v":1.8},"ｍ"]
[null,null,"③ 直管換算長",null,"=",{"$f":"IF(入力区間!$AW$11=\"\",\"\",入力区間!$AW$11)","v":3},"ｍ"]
[null,null,"④ 流量",null,"=",{"$f":"IF(入力区間!$H$11=\"\",\"\",入力区間!$H$11)","v":0.2},"Ｌ/sec"]
[null,null,"⑤ 動水勾配",null,"=",{"$f":"IF(入力区間!$AE$11=\"\",\"\",入力区間!$AE$11)","v":229},"‰",{"$f":"IF(入力区間!$AD$11=\"\",\"\",IF(入力区間!$AD$11=\"W\",\"（ウエストン公式より）\",\"（Ｈ．ウィリアムス公式より）\"))","v":"（ウエストン公式より）"}]
[null,null,"⑥ 損失水頭",null,"=","⑤×(②＋③)×安全率"]
[null,null,null,null,"=",{"$f":"IF(F6=\"\",\"\",F6/1000)","v":0.22900000000000001},"× (",{"$f":"IF(F3=\"\",\"\",F3)","v":1.8},"＋",{"$f":"IF(F4=\"\",\"\",F4)","v":3},") ×",{"$f":"IF(入力区間!$AG$10=\"\",\"\",入力区間!$AG$10)","v":1.1000000000000001}]
[null,null,null,null,"=",{"$f":"IF(入力区間!$AG$11=\"\",\"\",入力区間!$AG$11)","v":1.21},"ｍ"]
[null,null,"⑦ 立上り",null,"=",{"$f":"IF(入力区間!$K$11=\"\",0,ROUND(入力区間!$K$11,2))","v":1.5},"ｍ"]
[null,null,"⑧ 他損失水頭等",null,"=",{"$f":"IF(入力区間!$AA$11=\"\",0,ROUND(入力区間!$AA$11,2))","v":3},"ｍ",{"$f":"IF(入力区間!$AB$11=\"\",\"\",\"（\"&入力区間!$AB$11&\"）\")","v":"（給水栓の所要水頭）"}]
[null,null,"⑨ 区間所要水頭 h1",null,"=","⑥＋⑦＋⑧"]
[null,null,null,null,"=",{"$f":"IF(F9=\"\",\"\",F9)","v":1.21},"＋",{"$f":"IF(F10=\"\",\"\",F10)","v":1.5},"＋",{"$f":"IF(F11=\"\",\"\",F11)","v":3}]
[null,null,null,null,"=",{"$f":"IF(入力区間!$D$11=\"\",\"\",入力区間!$D$11)","v":2.71},"ｍ"]
[null,null,"⑩ 累計所要水頭 H1",null,"=","h1"]
[null,null,null,null,"=",{"$f":"IF(入力区間!$C$11=\"\",\"\",入力区間!$C$11)","v":2.71},"ｍ"]
[]
[]
[null,"２．区　間",null,{"$f":"IF(入力区間!$G$12=\"\",\"\",入力区間!$G$12)","v":"B-C"}]
[null,null,"① 仮定口径",null,"=",{"$f":"IF(入力区間!$I$12=\"\",\"\",入力区間!$I$12)","v":20},"ｍｍ"]
[null,null,"② 管延長",null,"=",{"$f":"IF(入力区間!$J$12=\"\",\"\",入力区間!$J$12)","v":3.5},"ｍ"]
[null,null,"③ 直管換算長",null,"=",{"$f":"IF(入力区間!$AW$12=\"\",\"\",入力区間!$AW$12)","v":0},"ｍ"]
[null,null,"④ 流量",null,"=",{"$f":"IF(入力区間!$H$12=\"\",\"\",入力区間!$H$12)","v":0.2},"Ｌ/sec"]
[null,null,"⑤ 動水勾配",null,"=",{"$f":"IF(入力区間!$AE$12=\"\",\"\",入力区間!$AE$12)","v":33},"‰",{"$f":"IF(入力区間!$AD$12=\"\",\"\",IF(入力区間!$AD$12=\"W\",\"（ウエストン公式より）\",\"（Ｈ．ウィリアムス公式より）\"))","v":"（ウエストン公式より）"}]
[null,null,"⑥ 損失水頭",null,"=","⑤×(②＋③)×安全率"]
[null,null,null,null,"=",{"$f":"IF(F24=\"\",\"\",F24/1000)","v":3.3000000000000002E-2},"× (",{"$f":"IF(F21=\"\",\"\",F21)","v":3.5},"＋",{"$f":"IF(F22=\"\",\"\",F22)","v":0},") ×",{"$f":"IF(入力区間!$AG$10=\"\",\"\",入力区間!$AG$10)","v":1.1000000000000001}]
[null,null,null,null,"=",{"$f":"IF(入力区間!$AG$12=\"\",\"\",入力区間!$AG$12)","v":0.13},"ｍ"]
[null,null,"⑦ 立上り",null,"=",{"$f":"IF(入力区間!$K$12=\"\",0,ROUND(入力区間!$K$12,2))","v":0},"ｍ"]
[null,null,"⑧ 他損失水頭等",null,"=",{"$f":"IF(入力区間!$AA$12=\"\",0,ROUND(入力区間!$AA$12,2))","v":0},"ｍ",{"$f":"IF(入力区間!$AB$12=\"\",\"\",\"（\"&入力区間!$AB$12&\"）\")","v":""}]
[null,null,"⑨ 区間所要水頭 h2",null,"=","⑥＋⑦＋⑧"]
[null,null,null,null,"=",{"$f":"IF(F27=\"\",\"\",F27)","v":0.13},"＋",{"$f":"IF(F28=\"\",\"\",F28)","v":0},"＋",{"$f":"IF(F29=\"\",\"\",F29)","v":0}]
[null,null,null,null,"=",{"$f":"IF(入力区間!$D$12=\"\",\"\",入力区間!$D$12)","v":0.13},"ｍ"]
[null,null,"⑩ 累計所要水頭 H2",null,"=","h2＋H1"]
[null,null,null,null,"=",{"$f":"IF(F32=\"\",\"\",F32)","v":0.13},"＋",{"$f":"IF(F16=\"\",\"\",F16)","v":2.71}]
[null,null,null,null,"=",{"$f":"IF(入力区間!$C$12=\"\",\"\",入力区間!$C$12)","v":2.84},"ｍ"]
[]
[null,"３．区　間",null,{"$f":"IF(入力区間!$G$13=\"\",\"\",入力区間!$G$13)","v":"C-D"}]
[null,null,"① 仮定口径",null,"=",{"$f":"IF(入力区間!$I$13=\"\",\"\",入力区間!$I$13)","v":20},"ｍｍ"]
[null,null,"② 管延長",null,"=",{"$f":"IF(入力区間!$J$13=\"\",\"\",入力区間!$J$13)","v":13},"ｍ"]
[null,null,"③ 直管換算長",null,"=",{"$f":"IF(入力区間!$AW$13=\"\",\"\",入力区間!$AW$13)","v":0.15},"ｍ"]
[null,null,"④ 流量",null,"=",{"$f":"IF(入力区間!$H$13=\"\",\"\",入力区間!$H$13)","v":0.33},"Ｌ/sec"]
[null,null,"⑤ 動水勾配",null,"=",{"$f":"IF(入力区間!$AE$13=\"\",\"\",入力区間!$AE$13)","v":78},"‰",{"$f":"IF(入力区間!$AD$13=\"\",\"\",IF(入力区間!$AD$13=\"W\",\"（ウエストン公式より）\",\"（Ｈ．ウィリアムス公式より）\"))","v":"（ウエストン公式より）"}]
[null,null,"⑥ 損失水頭",null,"=","⑤×(②＋③)×安全率"]
[null,null,null,null,"=",{"$f":"IF(F42=\"\",\"\",F42/1000)","v":7.8E-2},"× (",{"$f":"IF(F39=\"\",\"\",F39)","v":13},"＋",{"$f":"IF(F40=\"\",\"\",F40)","v":0.15},") ×",{"$f":"IF(入力区間!$AG$10=\"\",\"\",入力区間!$AG$10)","v":1.1000000000000001}]
[null,null,null,null,"=",{"$f":"IF(入力区間!$AG$13=\"\",\"\",入力区間!$AG$13)","v":1.1299999999999999},"ｍ"]
[null,null,"⑦ 立上り",null,"=",{"$f":"IF(入力区間!$K$13=\"\",0,ROUND(入力区間!$K$13,2))","v":7},"ｍ"]
[null,null,"⑧ 他損失水頭等",null,"=",{"$f":"IF(入力区間!$AA$13=\"\",0,ROUND(入力区間!$AA$13,2))","v":0},"ｍ",{"$f":"IF(入力区間!$AB$13=\"\",\"\",\"（\"&入力区間!$AB$13&\"）\")","v":""}]
[null,null,"⑨ 区間所要水頭 h3",null,"=","⑥＋⑦＋⑧"]
[null,null,null,null,"=",{"$f":"IF(F45=\"\",\"\",F45)","v":1.1299999999999999},"＋",{"$f":"IF(F46=\"\",\"\",F46)","v":7},"＋",{"$f":"IF(F47=\"\",\"\",F47)","v":0}]
[null,null,null,null,"=",{"$f":"IF(入力区間!$D$13=\"\",\"\",入力区間!$D$13)","v":8.129999999999999},"ｍ"]
[null,null,"⑩ 累計所要水頭 H3",null,"=","h3＋H2"]
[null,null,null,null,"=",{"$f":"IF(F50=\"\",\"\",F50)","v":8.129999999999999},"＋",{"$f":"IF(F35=\"\",\"\",F35)","v":2.84}]
[null,null,null,null,"=",{"$f":"IF(入力区間!$C$13=\"\",\"\",入力区間!$C$13)","v":10.969999999999999},"ｍ"]
[]
[null,"４．区　間",null,{"$f":"IF(入力区間!$G$14=\"\",\"\",入力区間!$G$14)","v":"D-E"}]
[null,null,"① 仮定口径",null,"=",{"$f":"IF(入力区間!$I$14=\"\",\"\",入力区間!$I$14)","v":20},"ｍｍ"]
[null,null,"② 管延長",null,"=",{"$f":"IF(入力区間!$J$14=\"\",\"\",入力区間!$J$14)","v":5.5},"ｍ"]
[null,null,"③ 直管換算長",null,"=",{"$f":"IF(入力区間!$AW$14=\"\",\"\",入力区間!$AW$14)","v":11.05},"ｍ"]
[null,null,"④ 流量",null,"=",{"$f":"IF(入力区間!$H$14=\"\",\"\",入力区間!$H$14)","v":0.53},"Ｌ/sec"]
[null,null,"⑤ 動水勾配",null,"=",{"$f":"IF(入力区間!$AE$14=\"\",\"\",入力区間!$AE$14)","v":177},"‰",{"$f":"IF(入力区間!$AD$14=\"\",\"\",IF(入力区間!$AD$14=\"W\",\"（ウエストン公式より）\",\"（Ｈ．ウィリアムス公式より）\"))","v":"（ウエストン公式より）"}]
[null,null,"⑥ 損失水頭",null,"=","⑤×(②＋③)×安全率"]
[null,null,null,null,"=",{"$f":"IF(F60=\"\",\"\",F60/1000)","v":0.17699999999999999},"× (",{"$f":"IF(F57=\"\",\"\",F57)","v":5.5},"＋",{"$f":"IF(F58=\"\",\"\",F58)","v":11.05},") ×",{"$f":"IF(入力区間!$AG$10=\"\",\"\",入力区間!$AG$10)","v":1.1000000000000001}]
[null,null,null,null,"=",{"$f":"IF(入力区間!$AG$14=\"\",\"\",入力区間!$AG$14)","v":3.22},"ｍ"]
[null,null,"⑦ 立上り",null,"=",{"$f":"IF(入力区間!$K$14=\"\",0,ROUND(入力区間!$K$14,2))","v":0},"ｍ"]
[null,null,"⑧ 他損失水頭等",null,"=",{"$f":"IF(入力区間!$AA$14=\"\",0,ROUND(入力区間!$AA$14,2))","v":0},"ｍ",{"$f":"IF(入力区間!$AB$14=\"\",\"\",\"（\"&入力区間!$AB$14&\"）\")","v":""}]
[null,null,"⑨ 区間所要水頭 h4",null,"=","⑥＋⑦＋⑧"]
[null,null,null,null,"=",{"$f":"IF(F63=\"\",\"\",F63)","v":3.22},"＋",{"$f":"IF(F64=\"\",\"\",F64)","v":0},"＋",{"$f":"IF(F65=\"\",\"\",F65)","v":0}]
[null,null,null,null,"=",{"$f":"IF(入力区間!$D$14=\"\",\"\",入力区間!$D$14)","v":3.22},"ｍ"]
[null,null,"⑩ 累計所要水頭 H4",null,"=","h4＋H3"]
[null,null,null,null,"=",{"$f":"IF(F68=\"\",\"\",F68)","v":3.22},"＋",{"$f":"IF(F53=\"\",\"\",F53)","v":10.969999999999999}]
[null,null,null,null,"=",{"$f":"IF(入力区間!$C$14=\"\",\"\",入力区間!$C$14)","v":14.19},"ｍ"]
[]
[null,"５．区　間",null,{"$f":"IF(入力区間!$G$15=\"\",\"\",入力区間!$G$15)","v":"E-F"}]
[null,null,"① 仮定口径",null,"=",{"$f":"IF(入力区間!$I$15=\"\",\"\",入力区間!$I$15)","v":25},"ｍｍ"]
[null,null,"② 管延長",null,"=",{"$f":"IF(入力区間!$J$15=\"\",\"\",入力区間!$J$15)","v":2.5},"ｍ"]
[null,null,"③ 直管換算長",null,"=",{"$f":"IF(入力区間!$AW$15=\"\",\"\",入力区間!$AW$15)","v":1},"ｍ"]
[null,null,"④ 流量",null,"=",{"$f":"IF(入力区間!$H$15=\"\",\"\",入力区間!$H$15)","v":0.53},"Ｌ/sec"]
[null,null,"⑤ 動水勾配",null,"=",{"$f":"IF(入力区間!$AE$15=\"\",\"\",入力区間!$AE$15)","v":64},"‰",{"$f":"IF(入力区間!$AD$15=\"\",\"\",IF(入力区間!$AD$15=\"W\",\"（ウエストン公式より）\",\"（Ｈ．ウィリアムス公式より）\"))","v":"（ウエストン公式より）"}]
[null,null,"⑥ 損失水頭",null,"=","⑤×(②＋③)×安全率"]
[null,null,null,null,"=",{"$f":"IF(F78=\"\",\"\",F78/1000)","v":6.4000000000000001E-2},"× (",{"$f":"IF(F75=\"\",\"\",F75)","v":2.5},"＋",{"$f":"IF(F76=\"\",\"\",F76)","v":1},") ×",{"$f":"IF(入力区間!$AG$10=\"\",\"\",入力区間!$AG$10)","v":1.1000000000000001}]
[null,null,null,null,"=",{"$f":"IF(入力区間!$AG$15=\"\",\"\",入力区間!$AG$15)","v":0.25},"ｍ"]
[null,null,"⑦ 立上り",null,"=",{"$f":"IF(入力区間!$K$15=\"\",0,ROUND(入力区間!$K$15,2))","v":0.9},"ｍ"]
[null,null,"⑧ 他損失水頭等",null,"=",{"$f":"IF(入力区間!$AA$15=\"\",0,ROUND(入力区間!$AA$15,2))","v":0},"ｍ",{"$f":"IF(入力区間!$AB$15=\"\",\"\",\"（\"&入力区間!$AB$15&\"）\")","v":""}]
[null,null,"⑨ 区間所要水頭 h5",null,"=","⑥＋⑦＋⑧"]
[null,null,null,null,"=",{"$f":"IF(F81=\"\",\"\",F81)","v":0.25},"＋",{"$f":"IF(F82=\"\",\"\",F82)","v":0.9},"＋",{"$f":"IF(F83=\"\",\"\",F83)","v":0}]
[null,null,null,null,"=",{"$f":"IF(入力区間!$D$15=\"\",\"\",入力区間!$D$15)","v":1.1499999999999999},"ｍ"]
[null,null,"⑩ 累計所要水頭 H5",null,"=","h5＋H4"]
[null,null,null,null,"=",{"$f":"IF(F86=\"\",\"\",F86)","v":1.1499999999999999},"＋",{"$f":"IF(F71=\"\",\"\",F71)","v":14.19}]
[null,null,null,null,"=",{"$f":"IF(入力区間!$C$15=\"\",\"\",入力区間!$C$15)","v":15.34},"ｍ"]
[]
[null,"６．区　間",null,{"$f":"IF(入力区間!$G$16=\"\",\"\",入力区間!$G$16)","v":""}]
[null,null,"① 仮定口径",null,"=",{"$f":"IF(入力区間!$I$16=\"\",\"\",入力区間!$I$16)","v":""},"ｍｍ"]
[null,null,"② 管延長",null,"=",{"$f":"IF(入力区間!$J$16=\"\",\"\",入力区間!$J$16)","v":""},"ｍ"]
[null,null,"③ 直管換算長",null,"=",{"$f":"IF(入力区間!$AW$16=\"\",\"\",入力区間!$AW$16)","v":""},"ｍ"]
[null,null,"④ 流量",null,"=",{"$f":"IF(入力区間!$H$16=\"\",\"\",入力区間!$H$16)","v":""},"Ｌ/sec"]
[null,null,"⑤ 動水勾配",null,"=",{"$f":"IF(入力区間!$AE$16=\"\",\"\",入力区間!$AE$16)","v":""},"‰",{"$f":"IF(入力区間!$AD$16=\"\",\"\",IF(入力区間!$AD$16=\"W\",\"（ウエストン公式より）\",\"（Ｈ．ウィリアムス公式より）\"))","v":""}]
[null,null,"⑥ 損失水頭",null,"=","⑤×(②＋③)×安全率"]
[null,null,null,null,"=",{"$f":"IF(F96=\"\",\"\",F96/1000)","v":""},"× (",{"$f":"IF(F93=\"\",\"\",F93)","v":""},"＋",{"$f":"IF(F94=\"\",\"\",F94)","v":""},") ×",{"$f":"IF(入力区間!$AG$10=\"\",\"\",入力区間!$AG$10)","v":1.1000000000000001}]
[null,null,null,null,"=",{"$f":"IF(入力区間!$AG$16=\"\",\"\",入力区間!$AG$16)","v":""},"ｍ"]
[null,null,"⑦ 立上り",null,"=",{"$f":"IF(入力区間!$K$16=\"\",0,ROUND(入力区間!$K$16,2))","v":0},"ｍ"]
[null,null,"⑧ 他損失水頭等",null,"=",{"$f":"IF(入力区間!$AA$16=\"\",0,ROUND(入力区間!$AA$16,2))","v":0},"ｍ",{"$f":"IF(入力区間!$AB$16=\"\",\"\",\"（\"&入力区間!$AB$16&\"）\")","v":""}]
[null,null,"⑨ 区間所要水頭 h6",null,"=","⑥＋⑦＋⑧"]
[null,null,null,null,"=",{"$f":"IF(F99=\"\",\"\",F99)","v":""},"＋",{"$f":"IF(F100=\"\",\"\",F100)","v":0},"＋",{"$f":"IF(F101=\"\",\"\",F101)","v":0}]
[null,null,null,null,"=",{"$f":"IF(入力区間!$D$16=\"\",\"\",入力区間!$D$16)","v":""},"ｍ"]
[null,null,"⑩ 累計所要水頭 H6",null,"=","h6＋H5"]
[null,null,null,null,"=",{"$f":"IF(F104=\"\",\"\",F104)","v":""},"＋",{"$f":"IF(F89=\"\",\"\",F89)","v":15.34}]
[null,null,null,null,"=",{"$f":"IF(入力区間!$C$16=\"\",\"\",入力区間!$C$16)","v":""},"ｍ"]
[]
[null,"７．区　間",null,{"$f":"IF(入力区間!$G$17=\"\",\"\",入力区間!$G$17)","v":""}]
[null,null,"① 仮定口径",null,"=",{"$f":"IF(入力区間!$I$17=\"\",\"\",入力区間!$I$17)","v":""},"ｍｍ"]
[null,null,"② 管延長",null,"=",{"$f":"IF(入力区間!$J$17=\"\",\"\",入力区間!$J$17)","v":""},"ｍ"]
[null,null,"③ 直管換算長",null,"=",{"$f":"IF(入力区間!$AW$17=\"\",\"\",入力区間!$AW$17)","v":""},"ｍ"]
[null,null,"④ 流量",null,"=",{"$f":"IF(入力区間!$H$17=\"\",\"\",入力区間!$H$17)","v":""},"Ｌ/sec"]
[null,null,"⑤ 動水勾配",null,"=",{"$f":"IF(入力区間!$AE$17=\"\",\"\",入力区間!$AE$17)","v":""},"‰",{"$f":"IF(入力区間!$AD$17=\"\",\"\",IF(入力区間!$AD$17=\"W\",\"（ウエストン公式より）\",\"（Ｈ．ウィリアムス公式より）\"))","v":""}]
[null,null,"⑥ 損失水頭",null,"=","⑤×(②＋③)×安全率"]
[null,null,null,null,"=",{"$f":"IF(F114=\"\",\"\",F114/1000)","v":""},"× (",{"$f":"IF(F111=\"\",\"\",F111)","v":""},"＋",{"$f":"IF(F112=\"\",\"\",F112)","v":""},") ×",{"$f":"IF(入力区間!$AG$10=\"\",\"\",入力区間!$AG$10)","v":1.1000000000000001}]
[null,null,null,null,"=",{"$f":"IF(入力区間!$AG$17=\"\",\"\",入力区間!$AG$17)","v":""},"ｍ"]
[null,null,"⑦ 立上り",null,"=",{"$f":"IF(入力区間!$K$17=\"\",0,ROUND(入力区間!$K$17,2))","v":0},"ｍ"]
[null,null,"⑧ 他損失水頭等",null,"=",{"$f":"IF(入力区間!$AA$17=\"\",0,ROUND(入力区間!$AA$17,2))","v":0},"ｍ",{"$f":"IF(入力区間!$AB$17=\"\",\"\",\"（\"&入力区間!$AB$17&\"）\")","v":""}]
[null,null,"⑨ 区間所要水頭 h7",null,"=","⑥＋⑦＋⑧"]
[null,null,null,null,"=",{"$f":"IF(F117=\"\",\"\",F117)","v":""},"＋",{"$f":"IF(F118=\"\",\"\",F118)","v":0},"＋",{"$f":"IF(F119=\"\",\"\",F119)","v":0}]
[null,null,null,null,"=",{"$f":"IF(入力区間!$D$17=\"\",\"\",入力区間!$D$17)","v":""},"ｍ"]
[null,null,"⑩ 累計所要水頭 H7",null,"=","h7＋H6"]
[null,null,null,null,"=",{"$f":"IF(F122=\"\",\"\",F122)","v":""},"＋",{"$f":"IF(F107=\"\",\"\",F107)","v":""}]
[null,null,null,null,"=",{"$f":"IF(入力区間!$C$17=\"\",\"\",入力区間!$C$17)","v":""},"ｍ"]
[]
[null,"８．区　間",null,{"$f":"IF(入力区間!$G$18=\"\",\"\",入力区間!$G$18)","v":""}]
[null,null,"① 仮定口径",null,"=",{"$f":"IF(入力区間!$I$18=\"\",\"\",入力区間!$I$18)","v":""},"ｍｍ"]
[null,null,"② 管延長",null,"=",{"$f":"IF(入力区間!$J$18=\"\",\"\",入力区間!$J$18)","v":""},"ｍ"]
[null,null,"③ 直管換算長",null,"=",{"$f":"IF(入力区間!$AW$18=\"\",\"\",入力区間!$AW$18)","v":""},"ｍ"]
[null,null,"④ 流量",null,"=",{"$f":"IF(入力区間!$H$18=\"\",\"\",入力区間!$H$18)","v":""},"Ｌ/sec"]
[null,null,"⑤ 動水勾配",null,"=",{"$f":"IF(入力区間!$AE$18=\"\",\"\",入力区間!$AE$18)","v":""},"‰",{"$f":"IF(入力区間!$AD$18=\"\",\"\",IF(入力区間!$AD$18=\"W\",\"（ウエストン公式より）\",\"（Ｈ．ウィリアムス公式より）\"))","v":""}]
[null,null,"⑥ 損失水頭",null,"=","⑤×(②＋③)×安全率"]
[null,null,null,null,"=",{"$f":"IF(F132=\"\",\"\",F132/1000)","v":""},"× (",{"$f":"IF(F129=\"\",\"\",F129)","v":""},"＋",{"$f":"IF(F130=\"\",\"\",F130)","v":""},") ×",{"$f":"IF(入力区間!$AG$10=\"\",\"\",入力区間!$AG$10)","v":1.1000000000000001}]
[null,null,null,null,"=",{"$f":"IF(入力区間!$AG$18=\"\",\"\",入力区間!$AG$18)","v":""},"ｍ"]
[null,null,"⑦ 立上り",null,"=",{"$f":"IF(入力区間!$K$18=\"\",0,ROUND(入力区間!$K$18,2))","v":0},"ｍ"]
[null,null,"⑧ 他損失水頭等",null,"=",{"$f":"IF(入力区間!$AA$18=\"\",0,ROUND(入力区間!$AA$18,2))","v":0},"ｍ",{"$f":"IF(入力区間!$AB$18=\"\",\"\",\"（\"&入力区間!$AB$18&\"）\")","v":""}]
[null,null,"⑨ 区間所要水頭 h8",null,"=","⑥＋⑦＋⑧"]
[null,null,null,null,"=",{"$f":"IF(F135=\"\",\"\",F135)","v":""},"＋",{"$f":"IF(F136=\"\",\"\",F136)","v":0},"＋",{"$f":"IF(F137=\"\",\"\",F137)","v":0}]
[null,null,null,null,"=",{"$f":"IF(入力区間!$D$18=\"\",\"\",入力区間!$D$18)","v":""},"ｍ"]
[null,null,"⑩ 累計所要水頭 H8",null,"=","h8＋H7"]
[null,null,null,null,"=",{"$f":"IF(F140=\"\",\"\",F140)","v":""},"＋",{"$f":"IF(F125=\"\",\"\",F125)","v":""}]
[null,null,null,null,"=",{"$f":"IF(入力区間!$C$18=\"\",\"\",入力区間!$C$18)","v":""},"ｍ"]
[]
[null,"９．区　間",null,{"$f":"IF(入力区間!$G$19=\"\",\"\",入力区間!$G$19)","v":""}]
[null,null,"① 仮定口径",null,"=",{"$f":"IF(入力区間!$I$19=\"\",\"\",入力区間!$I$19)","v":""},"ｍｍ"]
[null,null,"② 管延長",null,"=",{"$f":"IF(入力区間!$J$19=\"\",\"\",入力区間!$J$19)","v":""},"ｍ"]
[null,null,"③ 直管換算長",null,"=",{"$f":"IF(入力区間!$AW$19=\"\",\"\",入力区間!$AW$19)","v":""},"ｍ"]
[null,null,"④ 流量",null,"=",{"$f":"IF(入力区間!$H$19=\"\",\"\",入力区間!$H$19)","v":""},"Ｌ/sec"]
[null,null,"⑤ 動水勾配",null,"=",{"$f":"IF(入力区間!$AE$19=\"\",\"\",入力区間!$AE$19)","v":""},"‰",{"$f":"IF(入力区間!$AD$19=\"\",\"\",IF(入力区間!$AD$19=\"W\",\"（ウエストン公式より）\",\"（Ｈ．ウィリアムス公式より）\"))","v":""}]
[null,null,"⑥ 損失水頭",null,"=","⑤×(②＋③)×安全率"]
[null,null,null,null,"=",{"$f":"IF(F150=\"\",\"\",F150/1000)","v":""},"× (",{"$f":"IF(F147=\"\",\"\",F147)","v":""},"＋",{"$f":"IF(F148=\"\",\"\",F148)","v":""},") ×",{"$f":"IF(入力区間!$AG$10=\"\",\"\",入力区間!$AG$10)","v":1.1000000000000001}]
[null,null,null,null,"=",{"$f":"IF(入力区間!$AG$19=\"\",\"\",入力区間!$AG$19)","v":""},"ｍ"]
[null,null,"⑦ 立上り",null,"=",{"$f":"IF(入力区間!$K$19=\"\",0,ROUND(入力区間!$K$19,2))","v":0},"ｍ"]
[null,null,"⑧ 他損失水頭等",null,"=",{"$f":"IF(入力区間!$AA$19=\"\",0,ROUND(入力区間!$AA$19,2))","v":0},"ｍ",{"$f":"IF(入力区間!$AB$19=\"\",\"\",\"（\"&入力区間!$AB$19&\"）\")","v":""}]
[null,null,"⑨ 区間所要水頭 h9",null,"=","⑥＋⑦＋⑧"]
[null,null,null,null,"=",{"$f":"IF(F153=\"\",\"\",F153)","v":""},"＋",{"$f":"IF(F154=\"\",\"\",F154)","v":0},"＋",{"$f":"IF(F155=\"\",\"\",F155)","v":0}]
[null,null,null,null,"=",{"$f":"IF(入力区間!$D$19=\"\",\"\",入力区間!$D$19)","v":""},"ｍ"]
[null,null,"⑩ 累計所要水頭 H9",null,"=","h9＋H8"]
[null,null,null,null,"=",{"$f":"IF(F158=\"\",\"\",F158)","v":""},"＋",{"$f":"IF(F143=\"\",\"\",F143)","v":""}]
[null,null,null,null,"=",{"$f":"IF(入力区間!$C$19=\"\",\"\",入力区間!$C$19)","v":""},"ｍ"]
[]
[null,"10．区　間",null,{"$f":"IF(入力区間!$G$20=\"\",\"\",入力区間!$G$20)","v":""}]
[null,null,"① 仮定口径",null,"=",{"$f":"IF(入力区間!$I$20=\"\",\"\",入力区間!$I$20)","v":""},"ｍｍ"]
[null,null,"② 管延長",null,"=",{"$f":"IF(入力区間!$J$20=\"\",\"\",入力区間!$J$20)","v":""},"ｍ"]
[null,null,"③ 直管換算長",null,"=",{"$f":"IF(入力区間!$AW$20=\"\",\"\",入力区間!$AW$20)","v":""},"ｍ"]
[null,null,"④ 流量",null,"=",{"$f":"IF(入力区間!$H$20=\"\",\"\",入力区間!$H$20)","v":""},"Ｌ/sec"]
[null,null,"⑤ 動水勾配",null,"=",{"$f":"IF(入力区間!$AE$20=\"\",\"\",入力区間!$AE$20)","v":""},"‰",{"$f":"IF(入力区間!$AD$20=\"\",\"\",IF(入力区間!$AD$20=\"W\",\"（ウエストン公式より）\",\"（Ｈ．ウィリアムス公式より）\"))","v":""}]
[null,null,"⑥ 損失水頭",null,"=","⑤×(②＋③)×安全率"]
[null,null,null,null,"=",{"$f":"IF(F168=\"\",\"\",F168/1000)","v":""},"× (",{"$f":"IF(F165=\"\",\"\",F165)","v":""},"＋",{"$f":"IF(F166=\"\",\"\",F166)","v":""},") ×",{"$f":"IF(入力区間!$AG$10=\"\",\"\",入力区間!$AG$10)","v":1.1000000000000001}]
[null,null,null,null,"=",{"$f":"IF(入力区間!$AG$20=\"\",\"\",入力区間!$AG$20)","v":""},"ｍ"]
[null,null,"⑦ 立上り",null,"=",{"$f":"IF(入力区間!$K$20=\"\",0,ROUND(入力区間!$K$20,2))","v":0},"ｍ"]
[null,null,"⑧ 他損失水頭等",null,"=",{"$f":"IF(入力区間!$AA$20=\"\",0,ROUND(入力区間!$AA$20,2))","v":0},"ｍ",{"$f":"IF(入力区間!$AB$20=\"\",\"\",\"（\"&入力区間!$AB$20&\"）\")","v":""}]
[null,null,"⑨ 区間所要水頭 h10",null,"=","⑥＋⑦＋⑧"]
[null,null,null,null,"=",{"$f":"IF(F171=\"\",\"\",F171)","v":""},"＋",{"$f":"IF(F172=\"\",\"\",F172)","v":0},"＋",{"$f":"IF(F173=\"\",\"\",F173)","v":0}]
[null,null,null,null,"=",{"$f":"IF(入力区間!$D$20=\"\",\"\",入力区間!$D$20)","v":""},"ｍ"]
[null,null,"⑩ 累計所要水頭 H10",null,"=","h10＋H9"]
[null,null,null,null,"=",{"$f":"IF(F176=\"\",\"\",F176)","v":""},"＋",{"$f":"IF(F161=\"\",\"\",F161)","v":""}]
[null,null,null,null,"=",{"$f":"IF(入力区間!$C$20=\"\",\"\",入力区間!$C$20)","v":""},"ｍ"]
[]
[null,"11．区　間",null,{"$f":"IF(入力区間!$G$21=\"\",\"\",入力区間!$G$21)","v":""}]
[null,null,"① 仮定口径",null,"=",{"$f":"IF(入力区間!$I$21=\"\",\"\",入力区間!$I$21)","v":""},"ｍｍ"]
[null,null,"② 管延長",null,"=",{"$f":"IF(入力区間!$J$21=\"\",\"\",入力区間!$J$21)","v":""},"ｍ"]
[null,null,"③ 直管換算長",null,"=",{"$f":"IF(入力区間!$AW$21=\"\",\"\",入力区間!$AW$21)","v":""},"ｍ"]
[null,null,"④ 流量",null,"=",{"$f":"IF(入力区間!$H$21=\"\",\"\",入力区間!$H$21)","v":""},"Ｌ/sec"]
[null,null,"⑤ 動水勾配",null,"=",{"$f":"IF(入力区間!$AE$21=\"\",\"\",入力区間!$AE$21)","v":""},"‰",{"$f":"IF(入力区間!$AD$21=\"\",\"\",IF(入力区間!$AD$21=\"W\",\"（ウエストン公式より）\",\"（Ｈ．ウィリアムス公式より）\"))","v":""}]
[null,null,"⑥ 損失水頭",null,"=","⑤×(②＋③)×安全率"]
[null,null,null,null,"=",{"$f":"IF(F186=\"\",\"\",F186/1000)","v":""},"× (",{"$f":"IF(F183=\"\",\"\",F183)","v":""},"＋",{"$f":"IF(F184=\"\",\"\",F184)","v":""},") ×",{"$f":"IF(入力区間!$AG$10=\"\",\"\",入力区間!$AG$10)","v":1.1000000000000001}]
[null,null,null,null,"=",{"$f":"IF(入力区間!$AG$21=\"\",\"\",入力区間!$AG$21)","v":""},"ｍ"]
[null,null,"⑦ 立上り",null,"=",{"$f":"IF(入力区間!$K$21=\"\",0,ROUND(入力区間!$K$21,2))","v":0},"ｍ"]
[null,null,"⑧ 他損失水頭等",null,"=",{"$f":"IF(入力区間!$AA$21=\"\",0,ROUND(入力区間!$AA$21,2))","v":0},"ｍ",{"$f":"IF(入力区間!$AB$21=\"\",\"\",\"（\"&入力区間!$AB$21&\"）\")","v":""}]
[null,null,"⑨ 区間所要水頭 h11",null,"=","⑥＋⑦＋⑧"]
[null,null,null,null,"=",{"$f":"IF(F189=\"\",\"\",F189)","v":""},"＋",{"$f":"IF(F190=\"\",\"\",F190)","v":0},"＋",{"$f":"IF(F191=\"\",\"\",F191)","v":0}]
[null,null,null,null,"=",{"$f":"IF(入力区間!$D$21=\"\",\"\",入力区間!$D$21)","v":""},"ｍ"]
[null,null,"⑩ 累計所要水頭 H11",null,"=","h11＋H10"]
[null,null,null,null,"=",{"$f":"IF(F194=\"\",\"\",F194)","v":""},"＋",{"$f":"IF(F179=\"\",\"\",F179)","v":""}]
[null,null,null,null,"=",{"$f":"IF(入力区間!$C$21=\"\",\"\",入力区間!$C$21)","v":""},"ｍ"]
[]
[null,"12．区　間",null,{"$f":"IF(入力区間!$G$22=\"\",\"\",入力区間!$G$22)","v":""}]
[null,null,"① 仮定口径",null,"=",{"$f":"IF(入力区間!$I$22=\"\",\"\",入力区間!$I$22)","v":""},"ｍｍ"]
[null,null,"② 管延長",null,"=",{"$f":"IF(入力区間!$J$22=\"\",\"\",入力区間!$J$22)","v":""},"ｍ"]
[null,null,"③ 直管換算長",null,"=",{"$f":"IF(入力区間!$AW$22=\"\",\"\",入力区間!$AW$22)","v":""},"ｍ"]
[null,null,"④ 流量",null,"=",{"$f":"IF(入力区間!$H$22=\"\",\"\",入力区間!$H$22)","v":""},"Ｌ/sec"]
[null,null,"⑤ 動水勾配",null,"=",{"$f":"IF(入力区間!$AE$22=\"\",\"\",入力区間!$AE$22)","v":""},"‰",{"$f":"IF(入力区間!$AD$22=\"\",\"\",IF(入力区間!$AD$22=\"W\",\"（ウエストン公式より）\",\"（Ｈ．ウィリアムス公式より）\"))","v":""}]
[null,null,"⑥ 損失水頭",null,"=","⑤×(②＋③)×安全率"]
[null,null,null,null,"=",{"$f":"IF(F204=\"\",\"\",F204/1000)","v":""},"× (",{"$f":"IF(F201=\"\",\"\",F201)","v":""},"＋",{"$f":"IF(F202=\"\",\"\",F202)","v":""},") ×",{"$f":"IF(入力区間!$AG$10=\"\",\"\",入力区間!$AG$10)","v":1.1000000000000001}]
[null,null,null,null,"=",{"$f":"IF(入力区間!$AG$22=\"\",\"\",入力区間!$AG$22)","v":""},"ｍ"]
[null,null,"⑦ 立上り",null,"=",{"$f":"IF(入力区間!$K$22=\"\",0,ROUND(入力区間!$K$22,2))","v":0},"ｍ"]
[null,null,"⑧ 他損失水頭等",null,"=",{"$f":"IF(入力区間!$AA$22=\"\",0,ROUND(入力区間!$AA$22,2))","v":0},"ｍ",{"$f":"IF(入力区間!$AB$22=\"\",\"\",\"（\"&入力区間!$AB$22&\"）\")","v":""}]
[null,null,"⑨ 区間所要水頭 h12",null,"=","⑥＋⑦＋⑧"]
[null,null,null,null,"=",{"$f":"IF(F207=\"\",\"\",F207)","v":""},"＋",{"$f":"IF(F208=\"\",\"\",F208)","v":0},"＋",{"$f":"IF(F209=\"\",\"\",F209)","v":0}]
[null,null,null,null,"=",{"$f":"IF(入力区間!$D$22=\"\",\"\",入力区間!$D$22)","v":""},"ｍ"]
[null,null,"⑩ 累計所要水頭 H12",null,"=","h12＋H11"]
[null,null,null,null,"=",{"$f":"IF(F212=\"\",\"\",F212)","v":""},"＋",{"$f":"IF(F197=\"\",\"\",F197)","v":""}]
[null,null,null,null,"=",{"$f":"IF(入力区間!$C$22=\"\",\"\",入力区間!$C$22)","v":""},"ｍ"]
[]
[null,"13．区　間",null,{"$f":"IF(入力区間!$G$23=\"\",\"\",入力区間!$G$23)","v":""}]
[null,null,"① 仮定口径",null,"=",{"$f":"IF(入力区間!$I$23=\"\",\"\",入力区間!$I$23)","v":""},"ｍｍ"]
[null,null,"② 管延長",null,"=",{"$f":"IF(入力区間!$J$23=\"\",\"\",入力区間!$J$23)","v":""},"ｍ"]
[null,null,"③ 直管換算長",null,"=",{"$f":"IF(入力区間!$AW$23=\"\",\"\",入力区間!$AW$23)","v":""},"ｍ"]
[null,null,"④ 流量",null,"=",{"$f":"IF(入力区間!$H$23=\"\",\"\",入力区間!$H$23)","v":""},"Ｌ/sec"]
[null,null,"⑤ 動水勾配",null,"=",{"$f":"IF(入力区間!$AE$23=\"\",\"\",入力区間!$AE$23)","v":""},"‰",{"$f":"IF(入力区間!$AD$23=\"\",\"\",IF(入力区間!$AD$23=\"W\",\"（ウエストン公式より）\",\"（Ｈ．ウィリアムス公式より）\"))","v":""}]
[null,null,"⑥ 損失水頭",null,"=","⑤×(②＋③)×安全率"]
[null,null,null,null,"=",{"$f":"IF(F222=\"\",\"\",F222/1000)","v":""},"× (",{"$f":"IF(F219=\"\",\"\",F219)","v":""},"＋",{"$f":"IF(F220=\"\",\"\",F220)","v":""},") ×",{"$f":"IF(入力区間!$AG$10=\"\",\"\",入力区間!$AG$10)","v":1.1000000000000001}]
[null,null,null,null,"=",{"$f":"IF(入力区間!$AG$23=\"\",\"\",入力区間!$AG$23)","v":""},"ｍ"]
[null,null,"⑦ 立上り",null,"=",{"$f":"IF(入力区間!$K$23=\"\",0,ROUND(入力区間!$K$23,2))","v":0},"ｍ"]
[null,null,"⑧ 他損失水頭等",null,"=",{"$f":"IF(入力区間!$AA$23=\"\",0,ROUND(入力区間!$AA$23,2))","v":0},"ｍ",{"$f":"IF(入力区間!$AB$23=\"\",\"\",\"（\"&入力区間!$AB$23&\"）\")","v":""}]
[null,null,"⑨ 区間所要水頭 h13",null,"=","⑥＋⑦＋⑧"]
[null,null,null,null,"=",{"$f":"IF(F225=\"\",\"\",F225)","v":""},"＋",{"$f":"IF(F226=\"\",\"\",F226)","v":0},"＋",{"$f":"IF(F227=\"\",\"\",F227)","v":0}]
[null,null,null,null,"=",{"$f":"IF(入力区間!$D$23=\"\",\"\",入力区間!$D$23)","v":""},"ｍ"]
[null,null,"⑩ 累計所要水頭 H13",null,"=","h13＋H12"]
[null,null,null,null,"=",{"$f":"IF(F230=\"\",\"\",F230)","v":""},"＋",{"$f":"IF(F215=\"\",\"\",F215)","v":""}]
[null,null,null,null,"=",{"$f":"IF(入力区間!$C$23=\"\",\"\",入力区間!$C$23)","v":""},"ｍ"]
[]
[null,"14．区　間",null,{"$f":"IF(入力区間!$G$24=\"\",\"\",入力区間!$G$24)","v":""}]
[null,null,"① 仮定口径",null,"=",{"$f":"IF(入力区間!$I$24=\"\",\"\",入力区間!$I$24)","v":""},"ｍｍ"]
[null,null,"② 管延長",null,"=",{"$f":"IF(入力区間!$J$24=\"\",\"\",入力区間!$J$24)","v":""},"ｍ"]
[null,null,"③ 直管換算長",null,"=",{"$f":"IF(入力区間!$AW$24=\"\",\"\",入力区間!$AW$24)","v":""},"ｍ"]
[null,null,"④ 流量",null,"=",{"$f":"IF(入力区間!$H$24=\"\",\"\",入力区間!$H$24)","v":""},"Ｌ/sec"]
[null,null,"⑤ 動水勾配",null,"=",{"$f":"IF(入力区間!$AE$24=\"\",\"\",入力区間!$AE$24)","v":""},"‰",{"$f":"IF(入力区間!$AD$24=\"\",\"\",IF(入力区間!$AD$24=\"W\",\"（ウエストン公式より）\",\"（Ｈ．ウィリアムス公式より）\"))","v":""}]
[null,null,"⑥ 損失水頭",null,"=","⑤×(②＋③)×安全率"]
[null,null,null,null,"=",{"$f":"IF(F240=\"\",\"\",F240/1000)","v":""},"× (",{"$f":"IF(F237=\"\",\"\",F237)","v":""},"＋",{"$f":"IF(F238=\"\",\"\",F238)","v":""},") ×",{"$f":"IF(入力区間!$AG$10=\"\",\"\",入力区間!$AG$10)","v":1.1000000000000001}]
[null,null,null,null,"=",{"$f":"IF(入力区間!$AG$24=\"\",\"\",入力区間!$AG$24)","v":""},"ｍ"]
[null,null,"⑦ 立上り",null,"=",{"$f":"IF(入力区間!$K$24=\"\",0,ROUND(入力区間!$K$24,2))","v":0},"ｍ"]
[null,null,"⑧ 他損失水頭等",null,"=",{"$f":"IF(入力区間!$AA$24=\"\",0,ROUND(入力区間!$AA$24,2))","v":0},"ｍ",{"$f":"IF(入力区間!$AB$24=\"\",\"\",\"（\"&入力区間!$AB$24&\"）\")","v":""}]
[null,null,"⑨ 区間所要水頭 h14",null,"=","⑥＋⑦＋⑧"]
[null,null,null,null,"=",{"$f":"IF(F243=\"\",\"\",F243)","v":""},"＋",{"$f":"IF(F244=\"\",\"\",F244)","v":0},"＋",{"$f":"IF(F245=\"\",\"\",F245)","v":0}]
[null,null,null,null,"=",{"$f":"IF(入力区間!$D$24=\"\",\"\",入力区間!$D$24)","v":""},"ｍ"]
[null,null,"⑩ 累計所要水頭 H14",null,"=","h14＋H13"]
[null,null,null,null,"=",{"$f":"IF(F248=\"\",\"\",F248)","v":""},"＋",{"$f":"IF(F233=\"\",\"\",F233)","v":""}]
[null,null,null,null,"=",{"$f":"IF(入力区間!$C$24=\"\",\"\",入力区間!$C$24)","v":""},"ｍ"]
[]
[null,"15．区　間",null,{"$f":"IF(入力区間!$G$25=\"\",\"\",入力区間!$G$25)","v":""}]
[null,null,"① 仮定口径",null,"=",{"$f":"IF(入力区間!$I$25=\"\",\"\",入力区間!$I$25)","v":""},"ｍｍ"]
[null,null,"② 管延長",null,"=",{"$f":"IF(入力区間!$J$25=\"\",\"\",入力区間!$J$25)","v":""},"ｍ"]
[null,null,"③ 直管換算長",null,"=",{"$f":"IF(入力区間!$AW$25=\"\",\"\",入力区間!$AW$25)","v":""},"ｍ"]
[null,null,"④ 流量",null,"=",{"$f":"IF(入力区間!$H$25=\"\",\"\",入力区間!$H$25)","v":""},"Ｌ/sec"]
[null,null,"⑤ 動水勾配",null,"=",{"$f":"IF(入力区間!$AE$25=\"\",\"\",入力区間!$AE$25)","v":""},"‰",{"$f":"IF(入力区間!$AD$25=\"\",\"\",IF(入力区間!$AD$25=\"W\",\"（ウエストン公式より）\",\"（Ｈ．ウィリアムス公式より）\"))","v":""}]
[null,null,"⑥ 損失水頭",null,"=","⑤×(②＋③)×安全率"]
[null,null,null,null,"=",{"$f":"IF(F258=\"\",\"\",F258/1000)","v":""},"× (",{"$f":"IF(F255=\"\",\"\",F255)","v":""},"＋",{"$f":"IF(F256=\"\",\"\",F256)","v":""},") ×",{"$f":"IF(入力区間!$AG$10=\"\",\"\",入力区間!$AG$10)","v":1.1000000000000001}]
[null,null,null,null,"=",{"$f":"IF(入力区間!$AG$25=\"\",\"\",入力区間!$AG$25)","v":""},"ｍ"]
[null,null,"⑦ 立上り",null,"=",{"$f":"IF(入力区間!$K$25=\"\",0,ROUND(入力区間!$K$25,2))","v":0},"ｍ"]
[null,null,"⑧ 他損失水頭等",null,"=",{"$f":"IF(入力区間!$AA$25=\"\",0,ROUND(入力区間!$AA$25,2))","v":0},"ｍ",{"$f":"IF(入力区間!$AB$25=\"\",\"\",\"（\"&入力区間!$AB$25&\"）\")","v":""}]
[null,null,"⑨ 区間所要水頭 h15",null,"=","⑥＋⑦＋⑧"]
[null,null,null,null,"=",{"$f":"IF(F261=\"\",\"\",F261)","v":""},"＋",{"$f":"IF(F262=\"\",\"\",F262)","v":0},"＋",{"$f":"IF(F263=\"\",\"\",F263)","v":0}]
[null,null,null,null,"=",{"$f":"IF(入力区間!$D$25=\"\",\"\",入力区間!$D$25)","v":""},"ｍ"]
[null,null,"⑩ 累計所要水頭 H15",null,"=","h15＋H14"]
[null,null,null,null,"=",{"$f":"IF(F266=\"\",\"\",F266)","v":""},"＋",{"$f":"IF(F251=\"\",\"\",F251)","v":""}]
[null,null,null,null,"=",{"$f":"IF(入力区間!$C$25=\"\",\"\",入力区間!$C$25)","v":""},"ｍ"]
[]
[null,"16．区　間",null,{"$f":"IF(入力区間!$G$26=\"\",\"\",入力区間!$G$26)","v":""}]
[null,null,"① 仮定口径",null,"=",{"$f":"IF(入力区間!$I$26=\"\",\"\",入力区間!$I$26)","v":""},"ｍｍ"]
[null,null,"② 管延長",null,"=",{"$f":"IF(入力区間!$J$26=\"\",\"\",入力区間!$J$26)","v":""},"ｍ"]
[null,null,"③ 直管換算長",null,"=",{"$f":"IF(入力区間!$AW$26=\"\",\"\",入力区間!$AW$26)","v":""},"ｍ"]
[null,null,"④ 流量",null,"=",{"$f":"IF(入力区間!$H$26=\"\",\"\",入力区間!$H$26)","v":""},"Ｌ/sec"]
[null,null,"⑤ 動水勾配",null,"=",{"$f":"IF(入力区間!$AE$26=\"\",\"\",入力区間!$AE$26)","v":""},"‰",{"$f":"IF(入力区間!$AD$26=\"\",\"\",IF(入力区間!$AD$26=\"W\",\"（ウエストン公式より）\",\"（Ｈ．ウィリアムス公式より）\"))","v":""}]
[null,null,"⑥ 損失水頭",null,"=","⑤×(②＋③)×安全率"]
[null,null,null,null,"=",{"$f":"IF(F276=\"\",\"\",F276/1000)","v":""},"× (",{"$f":"IF(F273=\"\",\"\",F273)","v":""},"＋",{"$f":"IF(F274=\"\",\"\",F274)","v":""},") ×",{"$f":"IF(入力区間!$AG$10=\"\",\"\",入力区間!$AG$10)","v":1.1000000000000001}]
[null,null,null,null,"=",{"$f":"IF(入力区間!$AG$26=\"\",\"\",入力区間!$AG$26)","v":""},"ｍ"]
[null,null,"⑦ 立上り",null,"=",{"$f":"IF(入力区間!$K$26=\"\",0,ROUND(入力区間!$K$26,2))","v":0},"ｍ"]
[null,null,"⑧ 他損失水頭等",null,"=",{"$f":"IF(入力区間!$AA$26=\"\",0,ROUND(入力区間!$AA$26,2))","v":0},"ｍ",{"$f":"IF(入力区間!$AB$26=\"\",\"\",\"（\"&入力区間!$AB$26&\"）\")","v":""}]
[null,null,"⑨ 区間所要水頭 h16",null,"=","⑥＋⑦＋⑧"]
[null,null,null,null,"=",{"$f":"IF(F279=\"\",\"\",F279)","v":""},"＋",{"$f":"IF(F280=\"\",\"\",F280)","v":0},"＋",{"$f":"IF(F281=\"\",\"\",F281)","v":0}]
[null,null,null,null,"=",{"$f":"IF(入力区間!$D$26=\"\",\"\",入力区間!$D$26)","v":""},"ｍ"]
[null,null,"⑩ 累計所要水頭 H16",null,"=","h16＋H15"]
[null,null,null,null,"=",{"$f":"IF(F284=\"\",\"\",F284)","v":""},"＋",{"$f":"IF(F269=\"\",\"\",F269)","v":""}]
[null,null,null,null,"=",{"$f":"IF(入力区間!$C$26=\"\",\"\",入力区間!$C$26)","v":""},"ｍ"]
[]
[null,"17．区　間",null,{"$f":"IF(入力区間!$G$27=\"\",\"\",入力区間!$G$27)","v":""}]
[null,null,"① 仮定口径",null,"=",{"$f":"IF(入力区間!$I$27=\"\",\"\",入力区間!$I$27)","v":""},"ｍｍ"]
[null,null,"② 管延長",null,"=",{"$f":"IF(入力区間!$J$27=\"\",\"\",入力区間!$J$27)","v":""},"ｍ"]
[null,null,"③ 直管換算長",null,"=",{"$f":"IF(入力区間!$AW$27=\"\",\"\",入力区間!$AW$27)","v":""},"ｍ"]
[null,null,"④ 流量",null,"=",{"$f":"IF(入力区間!$H$27=\"\",\"\",入力区間!$H$27)","v":""},"Ｌ/sec"]
[null,null,"⑤ 動水勾配",null,"=",{"$f":"IF(入力区間!$AE$27=\"\",\"\",入力区間!$AE$27)","v":""},"‰",{"$f":"IF(入力区間!$AD$27=\"\",\"\",IF(入力区間!$AD$27=\"W\",\"（ウエストン公式より）\",\"（Ｈ．ウィリアムス公式より）\"))","v":""}]
[null,null,"⑥ 損失水頭",null,"=","⑤×(②＋③)×安全率"]
[null,null,null,null,"=",{"$f":"IF(F294=\"\",\"\",F294/1000)","v":""},"× (",{"$f":"IF(F291=\"\",\"\",F291)","v":""},"＋",{"$f":"IF(F292=\"\",\"\",F292)","v":""},") ×",{"$f":"IF(入力区間!$AG$10=\"\",\"\",入力区間!$AG$10)","v":1.1000000000000001}]
[null,null,null,null,"=",{"$f":"IF(入力区間!$AG$27=\"\",\"\",入力区間!$AG$27)","v":""},"ｍ"]
[null,null,"⑦ 立上り",null,"=",{"$f":"IF(入力区間!$K$27=\"\",0,ROUND(入力区間!$K$27,2))","v":0},"ｍ"]
[null,null,"⑧ 他損失水頭等",null,"=",{"$f":"IF(入力区間!$AA$27=\"\",0,ROUND(入力区間!$AA$27,2))","v":0},"ｍ",{"$f":"IF(入力区間!$AB$27=\"\",\"\",\"（\"&入力区間!$AB$27&\"）\")","v":""}]
[null,null,"⑨ 区間所要水頭 h17",null,"=","⑥＋⑦＋⑧"]
[null,null,null,null,"=",{"$f":"IF(F297=\"\",\"\",F297)","v":""},"＋",{"$f":"IF(F298=\"\",\"\",F298)","v":0},"＋",{"$f":"IF(F299=\"\",\"\",F299)","v":0}]
[null,null,null,null,"=",{"$f":"IF(入力区間!$D$27=\"\",\"\",入力区間!$D$27)","v":""},"ｍ"]
[null,null,"⑩ 累計所要水頭 H17",null,"=","h17＋H16"]
[null,null,null,null,"=",{"$f":"IF(F302=\"\",\"\",F302)","v":""},"＋",{"$f":"IF(F287=\"\",\"\",F287)","v":""}]
[null,null,null,null,"=",{"$f":"IF(入力区間!$C$27=\"\",\"\",入力区間!$C$27)","v":""},"ｍ"]
[]
[null,"18．区　間",null,{"$f":"IF(入力区間!$G$28=\"\",\"\",入力区間!$G$28)","v":""}]
[null,null,"① 仮定口径",null,"=",{"$f":"IF(入力区間!$I$28=\"\",\"\",入力区間!$I$28)","v":""},"ｍｍ"]
[null,null,"② 管延長",null,"=",{"$f":"IF(入力区間!$J$28=\"\",\"\",入力区間!$J$28)","v":""},"ｍ"]
[null,null,"③ 直管換算長",null,"=",{"$f":"IF(入力区間!$AW$28=\"\",\"\",入力区間!$AW$28)","v":""},"ｍ"]
[null,null,"④ 流量",null,"=",{"$f":"IF(入力区間!$H$28=\"\",\"\",入力区間!$H$28)","v":""},"Ｌ/sec"]
[null,null,"⑤ 動水勾配",null,"=",{"$f":"IF(入力区間!$AE$28=\"\",\"\",入力区間!$AE$28)","v":""},"‰",{"$f":"IF(入力区間!$AD$28=\"\",\"\",IF(入力区間!$AD$28=\"W\",\"（ウエストン公式より）\",\"（Ｈ．ウィリアムス公式より）\"))","v":""}]
[null,null,"⑥ 損失水頭",null,"=","⑤×(②＋③)×安全率"]
[null,null,null,null,"=",{"$f":"IF(F312=\"\",\"\",F312/1000)","v":""},"× (",{"$f":"IF(F309=\"\",\"\",F309)","v":""},"＋",{"$f":"IF(F310=\"\",\"\",F310)","v":""},") ×",{"$f":"IF(入力区間!$AG$10=\"\",\"\",入力区間!$AG$10)","v":1.1000000000000001}]
[null,null,null,null,"=",{"$f":"IF(入力区間!$AG$28=\"\",\"\",入力区間!$AG$28)","v":""},"ｍ"]
[null,null,"⑦ 立上り",null,"=",{"$f":"IF(入力区間!$K$28=\"\",0,ROUND(入力区間!$K$28,2))","v":0},"ｍ"]
[null,null,"⑧ 他損失水頭等",null,"=",{"$f":"IF(入力区間!$AA$28=\"\",0,ROUND(入力区間!$AA$28,2))","v":0},"ｍ",{"$f":"IF(入力区間!$AB$28=\"\",\"\",\"（\"&入力区間!$AB$28&\"）\")","v":""}]
[null,null,"⑨ 区間所要水頭 h18",null,"=","⑥＋⑦＋⑧"]
[null,null,null,null,"=",{"$f":"IF(F315=\"\",\"\",F315)","v":""},"＋",{"$f":"IF(F316=\"\",\"\",F316)","v":0},"＋",{"$f":"IF(F317=\"\",\"\",F317)","v":0}]
[null,null,null,null,"=",{"$f":"IF(入力区間!$D$28=\"\",\"\",入力区間!$D$28)","v":""},"ｍ"]
[null,null,"⑩ 累計所要水頭 H18",null,"=","h18＋H17"]
[null,null,null,null,"=",{"$f":"IF(F320=\"\",\"\",F320)","v":""},"＋",{"$f":"IF(F305=\"\",\"\",F305)","v":""}]
[null,null,null,null,"=",{"$f":"IF(入力区間!$C$28=\"\",\"\",入力区間!$C$28)","v":""},"ｍ"]
[]
[null,"19．区　間",null,{"$f":"IF(入力区間!$G$29=\"\",\"\",入力区間!$G$29)","v":""}]
[null,null,"① 仮定口径",null,"=",{"$f":"IF(入力区間!$I$29=\"\",\"\",入力区間!$I$29)","v":""},"ｍｍ"]
[null,null,"② 管延長",null,"=",{"$f":"IF(入力区間!$J$29=\"\",\"\",入力区間!$J$29)","v":""},"ｍ"]
[null,null,"③ 直管換算長",null,"=",{"$f":"IF(入力区間!$AW$29=\"\",\"\",入力区間!$AW$29)","v":""},"ｍ"]
[null,null,"④ 流量",null,"=",{"$f":"IF(入力区間!$H$29=\"\",\"\",入力区間!$H$29)","v":""},"Ｌ/sec"]
[null,null,"⑤ 動水勾配",null,"=",{"$f":"IF(入力区間!$AE$29=\"\",\"\",入力区間!$AE$29)","v":""},"‰",{"$f":"IF(入力区間!$AD$29=\"\",\"\",IF(入力区間!$AD$29=\"W\",\"（ウエストン公式より）\",\"（Ｈ．ウィリアムス公式より）\"))","v":""}]
[null,null,"⑥ 損失水頭",null,"=","⑤×(②＋③)×安全率"]
[null,null,null,null,"=",{"$f":"IF(F330=\"\",\"\",F330/1000)","v":""},"× (",{"$f":"IF(F327=\"\",\"\",F327)","v":""},"＋",{"$f":"IF(F328=\"\",\"\",F328)","v":""},") ×",{"$f":"IF(入力区間!$AG$10=\"\",\"\",入力区間!$AG$10)","v":1.1000000000000001}]
[null,null,null,null,"=",{"$f":"IF(入力区間!$AG$29=\"\",\"\",入力区間!$AG$29)","v":""},"ｍ"]
[null,null,"⑦ 立上り",null,"=",{"$f":"IF(入力区間!$K$29=\"\",0,ROUND(入力区間!$K$29,2))","v":0},"ｍ"]
[null,null,"⑧ 他損失水頭等",null,"=",{"$f":"IF(入力区間!$AA$29=\"\",0,ROUND(入力区間!$AA$29,2))","v":0},"ｍ",{"$f":"IF(入力区間!$AB$29=\"\",\"\",\"（\"&入力区間!$AB$29&\"）\")","v":""}]
[null,null,"⑨ 区間所要水頭 h19",null,"=","⑥＋⑦＋⑧"]
[null,null,null,null,"=",{"$f":"IF(F333=\"\",\"\",F333)","v":""},"＋",{"$f":"IF(F334=\"\",\"\",F334)","v":0},"＋",{"$f":"IF(F335=\"\",\"\",F335)","v":0}]
[null,null,null,null,"=",{"$f":"IF(入力区間!$D$29=\"\",\"\",入力区間!$D$29)","v":""},"ｍ"]
[null,null,"⑩ 累計所要水頭 H19",null,"=","h19＋H18"]
[null,null,null,null,"=",{"$f":"IF(F338=\"\",\"\",F338)","v":""},"＋",{"$f":"IF(F323=\"\",\"\",F323)","v":""}]
[null,null,null,null,"=",{"$f":"IF(入力区間!$C$29=\"\",\"\",入力区間!$C$29)","v":""},"ｍ"]
[]
[null,"20．区　間",null,{"$f":"IF(入力区間!$G$30=\"\",\"\",入力区間!$G$30)","v":""}]
[null,null,"① 仮定口径",null,"=",{"$f":"IF(入力区間!$I$30=\"\",\"\",入力区間!$I$30)","v":""},"ｍｍ"]
[null,null,"② 管延長",null,"=",{"$f":"IF(入力区間!$J$30=\"\",\"\",入力区間!$J$30)","v":""},"ｍ"]
[null,null,"③ 直管換算長",null,"=",{"$f":"IF(入力区間!$AW$30=\"\",\"\",入力区間!$AW$30)","v":""},"ｍ"]
[null,null,"④ 流量",null,"=",{"$f":"IF(入力区間!$H$30=\"\",\"\",入力区間!$H$30)","v":""},"Ｌ/sec"]
[null,null,"⑤ 動水勾配",null,"=",{"$f":"IF(入力区間!$AE$30=\"\",\"\",入力区間!$AE$30)","v":""},"‰",{"$f":"IF(入力区間!$AD$30=\"\",\"\",IF(入力区間!$AD$30=\"W\",\"（ウエストン公式より）\",\"（Ｈ．ウィリアムス公式より）\"))","v":""}]
[null,null,"⑥ 損失水頭",null,"=","⑤×(②＋③)×安全率"]
[null,null,null,null,"=",{"$f":"IF(F348=\"\",\"\",F348/1000)","v":""},"× (",{"$f":"IF(F345=\"\",\"\",F345)","v":""},"＋",{"$f":"IF(F346=\"\",\"\",F346)","v":""},") ×",{"$f":"IF(入力区間!$AG$10=\"\",\"\",入力区間!$AG$10)","v":1.1000000000000001}]
[null,null,null,null,"=",{"$f":"IF(入力区間!$AG$30=\"\",\"\",入力区間!$AG$30)","v":""},"ｍ"]
[null,null,"⑦ 立上り",null,"=",{"$f":"IF(入力区間!$K$30=\"\",0,ROUND(入力区間!$K$30,2))","v":0},"ｍ"]
[null,null,"⑧ 他損失水頭等",null,"=",{"$f":"IF(入力区間!$AA$30=\"\",0,ROUND(入力区間!$AA$30,2))","v":0},"ｍ",{"$f":"IF(入力区間!$AB$30=\"\",\"\",\"（\"&入力区間!$AB$30&\"）\")","v":""}]
[null,null,"⑨ 区間所要水頭 h20",null,"=","⑥＋⑦＋⑧"]
[null,null,null,null,"=",{"$f":"IF(F351=\"\",\"\",F351)","v":""},"＋",{"$f":"IF(F352=\"\",\"\",F352)","v":0},"＋",{"$f":"IF(F353=\"\",\"\",F353)","v":0}]
[null,null,null,null,"=",{"$f":"IF(入力区間!$D$30=\"\",\"\",入力区間!$D$30)","v":""},"ｍ"]
[null,null,"⑩ 累計所要水頭 H20",null,"=","h20＋H19"]
[null,null,null,null,"=",{"$f":"IF(F356=\"\",\"\",F356)","v":""},"＋",{"$f":"IF(F341=\"\",\"\",F341)","v":""}]
[null,null,null,null,"=",{"$f":"IF(入力区間!$C$30=\"\",\"\",入力区間!$C$30)","v":""},"ｍ"]
[]
[null,"21．区　間",null,{"$f":"IF(入力区間!$G$31=\"\",\"\",入力区間!$G$31)","v":""}]
[null,null,"① 仮定口径",null,"=",{"$f":"IF(入力区間!$I$31=\"\",\"\",入力区間!$I$31)","v":""},"ｍｍ"]
[null,null,"② 管延長",null,"=",{"$f":"IF(入力区間!$J$31=\"\",\"\",入力区間!$J$31)","v":""},"ｍ"]
[null,null,"③ 直管換算長",null,"=",{"$f":"IF(入力区間!$AW$31=\"\",\"\",入力区間!$AW$31)","v":""},"ｍ"]
[null,null,"④ 流量",null,"=",{"$f":"IF(入力区間!$H$31=\"\",\"\",入力区間!$H$31)","v":""},"Ｌ/sec"]
[null,null,"⑤ 動水勾配",null,"=",{"$f":"IF(入力区間!$AE$31=\"\",\"\",入力区間!$AE$31)","v":""},"‰",{"$f":"IF(入力区間!$AD$31=\"\",\"\",IF(入力区間!$AD$31=\"W\",\"（ウエストン公式より）\",\"（Ｈ．ウィリアムス公式より）\"))","v":""}]
[null,null,"⑥ 損失水頭",null,"=","⑤×(②＋③)×安全率"]
[null,null,null,null,"=",{"$f":"IF(F366=\"\",\"\",F366/1000)","v":""},"× (",{"$f":"IF(F363=\"\",\"\",F363)","v":""},"＋",{"$f":"IF(F364=\"\",\"\",F364)","v":""},") ×",{"$f":"IF(入力区間!$AG$10=\"\",\"\",入力区間!$AG$10)","v":1.1000000000000001}]
[null,null,null,null,"=",{"$f":"IF(入力区間!$AG$31=\"\",\"\",入力区間!$AG$31)","v":""},"ｍ"]
[null,null,"⑦ 立上り",null,"=",{"$f":"IF(入力区間!$K$31=\"\",0,ROUND(入力区間!$K$31,2))","v":0},"ｍ"]
[null,null,"⑧ 他損失水頭等",null,"=",{"$f":"IF(入力区間!$AA$31=\"\",0,ROUND(入力区間!$AA$31,2))","v":0},"ｍ",{"$f":"IF(入力区間!$AB$31=\"\",\"\",\"（\"&入力区間!$AB$31&\"）\")","v":""}]
[null,null,"⑨ 区間所要水頭 h21",null,"=","⑥＋⑦＋⑧"]
[null,null,null,null,"=",{"$f":"IF(F369=\"\",\"\",F369)","v":""},"＋",{"$f":"IF(F370=\"\",\"\",F370)","v":0},"＋",{"$f":"IF(F371=\"\",\"\",F371)","v":0}]
[null,null,null,null,"=",{"$f":"IF(入力区間!$D$31=\"\",\"\",入力区間!$D$31)","v":""},"ｍ"]
[null,null,"⑩ 累計所要水頭 H21",null,"=","h21＋H20"]
[null,null,null,null,"=",{"$f":"IF(F374=\"\",\"\",F374)","v":""},"＋",{"$f":"IF(F359=\"\",\"\",F359)","v":""}]
[null,null,null,null,"=",{"$f":"IF(入力区間!$C$31=\"\",\"\",入力区間!$C$31)","v":""},"ｍ"]
[]
[null,"22．区　間",null,{"$f":"IF(入力区間!$G$32=\"\",\"\",入力区間!$G$32)","v":""}]
[null,null,"① 仮定口径",null,"=",{"$f":"IF(入力区間!$I$32=\"\",\"\",入力区間!$I$32)","v":""},"ｍｍ"]
[null,null,"② 管延長",null,"=",{"$f":"IF(入力区間!$J$32=\"\",\"\",入力区間!$J$32)","v":""},"ｍ"]
[null,null,"③ 直管換算長",null,"=",{"$f":"IF(入力区間!$AW$32=\"\",\"\",入力区間!$AW$32)","v":""},"ｍ"]
[null,null,"④ 流量",null,"=",{"$f":"IF(入力区間!$H$32=\"\",\"\",入力区間!$H$32)","v":""},"Ｌ/sec"]
[null,null,"⑤ 動水勾配",null,"=",{"$f":"IF(入力区間!$AE$32=\"\",\"\",入力区間!$AE$32)","v":""},"‰",{"$f":"IF(入力区間!$AD$32=\"\",\"\",IF(入力区間!$AD$32=\"W\",\"（ウエストン公式より）\",\"（Ｈ．ウィリアムス公式より）\"))","v":""}]
[null,null,"⑥ 損失水頭",null,"=","⑤×(②＋③)×安全率"]
[null,null,null,null,"=",{"$f":"IF(F384=\"\",\"\",F384/1000)","v":""},"× (",{"$f":"IF(F381=\"\",\"\",F381)","v":""},"＋",{"$f":"IF(F382=\"\",\"\",F382)","v":""},") ×",{"$f":"IF(入力区間!$AG$10=\"\",\"\",入力区間!$AG$10)","v":1.1000000000000001}]
[null,null,null,null,"=",{"$f":"IF(入力区間!$AG$32=\"\",\"\",入力区間!$AG$32)","v":""},"ｍ"]
[null,null,"⑦ 立上り",null,"=",{"$f":"IF(入力区間!$K$32=\"\",0,ROUND(入力区間!$K$32,2))","v":0},"ｍ"]
[null,null,"⑧ 他損失水頭等",null,"=",{"$f":"IF(入力区間!$AA$32=\"\",0,ROUND(入力区間!$AA$32,2))","v":0},"ｍ",{"$f":"IF(入力区間!$AB$32=\"\",\"\",\"（\"&入力区間!$AB$32&\"）\")","v":""}]
[null,null,"⑨ 区間所要水頭 h22",null,"=","⑥＋⑦＋⑧"]
[null,null,null,null,"=",{"$f":"IF(F387=\"\",\"\",F387)","v":""},"＋",{"$f":"IF(F388=\"\",\"\",F388)","v":0},"＋",{"$f":"IF(F389=\"\",\"\",F389)","v":0}]
[null,null,null,null,"=",{"$f":"IF(入力区間!$D$32=\"\",\"\",入力区間!$D$32)","v":""},"ｍ"]
[null,null,"⑩ 累計所要水頭 H22",null,"=","h22＋H21"]
[null,null,null,null,"=",{"$f":"IF(F392=\"\",\"\",F392)","v":""},"＋",{"$f":"IF(F377=\"\",\"\",F377)","v":""}]
[null,null,null,null,"=",{"$f":"IF(入力区間!$C$32=\"\",\"\",入力区間!$C$32)","v":""},"ｍ"]
[]
[null,"23．区　間",null,{"$f":"IF(入力区間!$G$33=\"\",\"\",入力区間!$G$33)","v":""}]
[null,null,"① 仮定口径",null,"=",{"$f":"IF(入力区間!$I$33=\"\",\"\",入力区間!$I$33)","v":""},"ｍｍ"]
[null,null,"② 管延長",null,"=",{"$f":"IF(入力区間!$J$33=\"\",\"\",入力区間!$J$33)","v":""},"ｍ"]
[null,null,"③ 直管換算長",null,"=",{"$f":"IF(入力区間!$AW$33=\"\",\"\",入力区間!$AW$33)","v":""},"ｍ"]
[null,null,"④ 流量",null,"=",{"$f":"IF(入力区間!$H$33=\"\",\"\",入力区間!$H$33)","v":""},"Ｌ/sec"]
[null,null,"⑤ 動水勾配",null,"=",{"$f":"IF(入力区間!$AE$33=\"\",\"\",入力区間!$AE$33)","v":""},"‰",{"$f":"IF(入力区間!$AD$33=\"\",\"\",IF(入力区間!$AD$33=\"W\",\"（ウエストン公式より）\",\"（Ｈ．ウィリアムス公式より）\"))","v":""}]
[null,null,"⑥ 損失水頭",null,"=","⑤×(②＋③)×安全率"]
[null,null,null,null,"=",{"$f":"IF(F402=\"\",\"\",F402/1000)","v":""},"× (",{"$f":"IF(F399=\"\",\"\",F399)","v":""},"＋",{"$f":"IF(F400=\"\",\"\",F400)","v":""},") ×",{"$f":"IF(入力区間!$AG$10=\"\",\"\",入力区間!$AG$10)","v":1.1000000000000001}]
[null,null,null,null,"=",{"$f":"IF(入力区間!$AG$33=\"\",\"\",入力区間!$AG$33)","v":""},"ｍ"]
[null,null,"⑦ 立上り",null,"=",{"$f":"IF(入力区間!$K$33=\"\",0,ROUND(入力区間!$K$33,2))","v":0},"ｍ"]
[null,null,"⑧ 他損失水頭等",null,"=",{"$f":"IF(入力区間!$AA$33=\"\",0,ROUND(入力区間!$AA$33,2))","v":0},"ｍ",{"$f":"IF(入力区間!$AB$33=\"\",\"\",\"（\"&入力区間!$AB$33&\"）\")","v":""}]
[null,null,"⑨ 区間所要水頭 h23",null,"=","⑥＋⑦＋⑧"]
[null,null,null,null,"=",{"$f":"IF(F405=\"\",\"\",F405)","v":""},"＋",{"$f":"IF(F406=\"\",\"\",F406)","v":0},"＋",{"$f":"IF(F407=\"\",\"\",F407)","v":0}]
[null,null,null,null,"=",{"$f":"IF(入力区間!$D$33=\"\",\"\",入力区間!$D$33)","v":""},"ｍ"]
[null,null,"⑩ 累計所要水頭 H23",null,"=","h23＋H22"]
[null,null,null,null,"=",{"$f":"IF(F410=\"\",\"\",F410)","v":""},"＋",{"$f":"IF(F395=\"\",\"\",F395)","v":""}]
[null,null,null,null,"=",{"$f":"IF(入力区間!$C$33=\"\",\"\",入力区間!$C$33)","v":""},"ｍ"]
[]
[null,"24．区　間",null,{"$f":"IF(入力区間!$G$34=\"\",\"\",入力区間!$G$34)","v":""}]
[null,null,"① 仮定口径",null,"=",{"$f":"IF(入力区間!$I$34=\"\",\"\",入力区間!$I$34)","v":""},"ｍｍ"]
[null,null,"② 管延長",null,"=",{"$f":"IF(入力区間!$J$34=\"\",\"\",入力区間!$J$34)","v":""},"ｍ"]
[null,null,"③ 直管換算長",null,"=",{"$f":"IF(入力区間!$AW$34=\"\",\"\",入力区間!$AW$34)","v":""},"ｍ"]
[null,null,"④ 流量",null,"=",{"$f":"IF(入力区間!$H$34=\"\",\"\",入力区間!$H$34)","v":""},"Ｌ/sec"]
[null,null,"⑤ 動水勾配",null,"=",{"$f":"IF(入力区間!$AE$34=\"\",\"\",入力区間!$AE$34)","v":""},"‰",{"$f":"IF(入力区間!$AD$34=\"\",\"\",IF(入力区間!$AD$34=\"W\",\"（ウエストン公式より）\",\"（Ｈ．ウィリアムス公式より）\"))","v":""}]
[null,null,"⑥ 損失水頭",null,"=","⑤×(②＋③)×安全率"]
[null,null,null,null,"=",{"$f":"IF(F420=\"\",\"\",F420/1000)","v":""},"× (",{"$f":"IF(F417=\"\",\"\",F417)","v":""},"＋",{"$f":"IF(F418=\"\",\"\",F418)","v":""},") ×",{"$f":"IF(入力区間!$AG$10=\"\",\"\",入力区間!$AG$10)","v":1.1000000000000001}]
[null,null,null,null,"=",{"$f":"IF(入力区間!$AG$34=\"\",\"\",入力区間!$AG$34)","v":""},"ｍ"]
[null,null,"⑦ 立上り",null,"=",{"$f":"IF(入力区間!$K$34=\"\",0,ROUND(入力区間!$K$34,2))","v":0},"ｍ"]
[null,null,"⑧ 他損失水頭等",null,"=",{"$f":"IF(入力区間!$AA$34=\"\",0,ROUND(入力区間!$AA$34,2))","v":0},"ｍ",{"$f":"IF(入力区間!$AB$34=\"\",\"\",\"（\"&入力区間!$AB$34&\"）\")","v":""}]
[null,null,"⑨ 区間所要水頭 h24",null,"=","⑥＋⑦＋⑧"]
[null,null,null,null,"=",{"$f":"IF(F423=\"\",\"\",F423)","v":""},"＋",{"$f":"IF(F424=\"\",\"\",F424)","v":0},"＋",{"$f":"IF(F425=\"\",\"\",F425)","v":0}]
[null,null,null,null,"=",{"$f":"IF(入力区間!$D$34=\"\",\"\",入力区間!$D$34)","v":""},"ｍ"]
[null,null,"⑩ 累計所要水頭 H24",null,"=","h24＋H23"]
[null,null,null,null,"=",{"$f":"IF(F428=\"\",\"\",F428)","v":""},"＋",{"$f":"IF(F413=\"\",\"\",F413)","v":""}]
[null,null,null,null,"=",{"$f":"IF(入力区間!$C$34=\"\",\"\",入力区間!$C$34)","v":""},"ｍ"]
[]
[null,"25．区　間",null,{"$f":"IF(入力区間!$G$35=\"\",\"\",入力区間!$G$35)","v":""}]
[null,null,"① 仮定口径",null,"=",{"$f":"IF(入力区間!$I$35=\"\",\"\",入力区間!$I$35)","v":""},"ｍｍ"]
[null,null,"② 管延長",null,"=",{"$f":"IF(入力区間!$J$35=\"\",\"\",入力区間!$J$35)","v":""},"ｍ"]
[null,null,"③ 直管換算長",null,"=",{"$f":"IF(入力区間!$AW$35=\"\",\"\",入力区間!$AW$35)","v":""},"ｍ"]
[null,null,"④ 流量",null,"=",{"$f":"IF(入力区間!$H$35=\"\",\"\",入力区間!$H$35)","v":""},"Ｌ/sec"]
[null,null,"⑤ 動水勾配",null,"=",{"$f":"IF(入力区間!$AE$35=\"\",\"\",入力区間!$AE$35)","v":""},"‰",{"$f":"IF(入力区間!$AD$35=\"\",\"\",IF(入力区間!$AD$35=\"W\",\"（ウエストン公式より）\",\"（Ｈ．ウィリアムス公式より）\"))","v":""}]
[null,null,"⑥ 損失水頭",null,"=","⑤×(②＋③)×安全率"]
[null,null,null,null,"=",{"$f":"IF(F438=\"\",\"\",F438/1000)","v":""},"× (",{"$f":"IF(F435=\"\",\"\",F435)","v":""},"＋",{"$f":"IF(F436=\"\",\"\",F436)","v":""},") ×",{"$f":"IF(入力区間!$AG$10=\"\",\"\",入力区間!$AG$10)","v":1.1000000000000001}]
[null,null,null,null,"=",{"$f":"IF(入力区間!$AG$35=\"\",\"\",入力区間!$AG$35)","v":""},"ｍ"]
[null,null,"⑦ 立上り",null,"=",{"$f":"IF(入力区間!$K$35=\"\",0,ROUND(入力区間!$K$35,2))","v":0},"ｍ"]
[null,null,"⑧ 他損失水頭等",null,"=",{"$f":"IF(入力区間!$AA$35=\"\",0,ROUND(入力区間!$AA$35,2))","v":0},"ｍ",{"$f":"IF(入力区間!$AB$35=\"\",\"\",\"（\"&入力区間!$AB$35&\"）\")","v":""}]
[null,null,"⑨ 区間所要水頭 h25",null,"=","⑥＋⑦＋⑧"]
[null,null,null,null,"=",{"$f":"IF(F441=\"\",\"\",F441)","v":""},"＋",{"$f":"IF(F442=\"\",\"\",F442)","v":0},"＋",{"$f":"IF(F443=\"\",\"\",F443)","v":0}]
[null,null,null,null,"=",{"$f":"IF(入力区間!$D$35=\"\",\"\",入力区間!$D$35)","v":""},"ｍ"]
[null,null,"⑩ 累計所要水頭 H25",null,"=","h25＋H24"]
[null,null,null,null,"=",{"$f":"IF(F446=\"\",\"\",F446)","v":""},"＋",{"$f":"IF(F431=\"\",\"\",F431)","v":""}]
[null,null,null,null,"=",{"$f":"IF(入力区間!$C$35=\"\",\"\",入力区間!$C$35)","v":""},"ｍ"]
[]
[null,"26．区　間",null,{"$f":"IF(入力区間!$G$36=\"\",\"\",入力区間!$G$36)","v":""}]
[null,null,"① 仮定口径",null,"=",{"$f":"IF(入力区間!$I$36=\"\",\"\",入力区間!$I$36)","v":""},"ｍｍ"]
[null,null,"② 管延長",null,"=",{"$f":"IF(入力区間!$J$36=\"\",\"\",入力区間!$J$36)","v":""},"ｍ"]
[null,null,"③ 直管換算長",null,"=",{"$f":"IF(入力区間!$AW$36=\"\",\"\",入力区間!$AW$36)","v":""},"ｍ"]
[null,null,"④ 流量",null,"=",{"$f":"IF(入力区間!$H$36=\"\",\"\",入力区間!$H$36)","v":""},"Ｌ/sec"]
[null,null,"⑤ 動水勾配",null,"=",{"$f":"IF(入力区間!$AE$36=\"\",\"\",入力区間!$AE$36)","v":""},"‰",{"$f":"IF(入力区間!$AD$36=\"\",\"\",IF(入力区間!$AD$36=\"W\",\"（ウエストン公式より）\",\"（Ｈ．ウィリアムス公式より）\"))","v":""}]
[null,null,"⑥ 損失水頭",null,"=","⑤×(②＋③)×安全率"]
[null,null,null,null,"=",{"$f":"IF(F456=\"\",\"\",F456/1000)","v":""},"× (",{"$f":"IF(F453=\"\",\"\",F453)","v":""},"＋",{"$f":"IF(F454=\"\",\"\",F454)","v":""},") ×",{"$f":"IF(入力区間!$AG$10=\"\",\"\",入力区間!$AG$10)","v":1.1000000000000001}]
[null,null,null,null,"=",{"$f":"IF(入力区間!$AG$36=\"\",\"\",入力区間!$AG$36)","v":""},"ｍ"]
[null,null,"⑦ 立上り",null,"=",{"$f":"IF(入力区間!$K$36=\"\",0,ROUND(入力区間!$K$36,2))","v":0},"ｍ"]
[null,null,"⑧ 他損失水頭等",null,"=",{"$f":"IF(入力区間!$AA$36=\"\",0,ROUND(入力区間!$AA$36,2))","v":0},"ｍ",{"$f":"IF(入力区間!$AB$36=\"\",\"\",\"（\"&入力区間!$AB$36&\"）\")","v":""}]
[null,null,"⑨ 区間所要水頭 h26",null,"=","⑥＋⑦＋⑧"]
[null,null,null,null,"=",{"$f":"IF(F459=\"\",\"\",F459)","v":""},"＋",{"$f":"IF(F460=\"\",\"\",F460)","v":0},"＋",{"$f":"IF(F461=\"\",\"\",F461)","v":0}]
[null,null,null,null,"=",{"$f":"IF(入力区間!$D$36=\"\",\"\",入力区間!$D$36)","v":""},"ｍ"]
[null,null,"⑩ 累計所要水頭 H26",null,"=","h26＋H25"]
[null,null,null,null,"=",{"$f":"IF(F464=\"\",\"\",F464)","v":""},"＋",{"$f":"IF(F449=\"\",\"\",F449)","v":""}]
[null,null,null,null,"=",{"$f":"IF(入力区間!$C$36=\"\",\"\",入力区間!$C$36)","v":""},"ｍ"]
[]
[null,"27．区　間",null,{"$f":"IF(入力区間!$G$37=\"\",\"\",入力区間!$G$37)","v":""}]
[null,null,"① 仮定口径",null,"=",{"$f":"IF(入力区間!$I$37=\"\",\"\",入力区間!$I$37)","v":""},"ｍｍ"]
[null,null,"② 管延長",null,"=",{"$f":"IF(入力区間!$J$37=\"\",\"\",入力区間!$J$37)","v":""},"ｍ"]
[null,null,"③ 直管換算長",null,"=",{"$f":"IF(入力区間!$AW$37=\"\",\"\",入力区間!$AW$37)","v":""},"ｍ"]
[null,null,"④ 流量",null,"=",{"$f":"IF(入力区間!$H$37=\"\",\"\",入力区間!$H$37)","v":""},"Ｌ/sec"]
[null,null,"⑤ 動水勾配",null,"=",{"$f":"IF(入力区間!$AE$37=\"\",\"\",入力区間!$AE$37)","v":""},"‰",{"$f":"IF(入力区間!$AD$37=\"\",\"\",IF(入力区間!$AD$37=\"W\",\"（ウエストン公式より）\",\"（Ｈ．ウィリアムス公式より）\"))","v":""}]
[null,null,"⑥ 損失水頭",null,"=","⑤×(②＋③)×安全率"]
[null,null,null,null,"=",{"$f":"IF(F474=\"\",\"\",F474/1000)","v":""},"× (",{"$f":"IF(F471=\"\",\"\",F471)","v":""},"＋",{"$f":"IF(F472=\"\",\"\",F472)","v":""},") ×",{"$f":"IF(入力区間!$AG$10=\"\",\"\",入力区間!$AG$10)","v":1.1000000000000001}]
[null,null,null,null,"=",{"$f":"IF(入力区間!$AG$37=\"\",\"\",入力区間!$AG$37)","v":""},"ｍ"]
[null,null,"⑦ 立上り",null,"=",{"$f":"IF(入力区間!$K$37=\"\",0,ROUND(入力区間!$K$37,2))","v":0},"ｍ"]
[null,null,"⑧ 他損失水頭等",null,"=",{"$f":"IF(入力区間!$AA$37=\"\",0,ROUND(入力区間!$AA$37,2))","v":0},"ｍ",{"$f":"IF(入力区間!$AB$37=\"\",\"\",\"（\"&入力区間!$AB$37&\"）\")","v":""}]
[null,null,"⑨ 区間所要水頭 h27",null,"=","⑥＋⑦＋⑧"]
[null,null,null,null,"=",{"$f":"IF(F477=\"\",\"\",F477)","v":""},"＋",{"$f":"IF(F478=\"\",\"\",F478)","v":0},"＋",{"$f":"IF(F479=\"\",\"\",F479)","v":0}]
[null,null,null,null,"=",{"$f":"IF(入力区間!$D$37=\"\",\"\",入力区間!$D$37)","v":""},"ｍ"]
[null,null,"⑩ 累計所要水頭 H27",null,"=","h27＋H26"]
[null,null,null,null,"=",{"$f":"IF(F482=\"\",\"\",F482)","v":""},"＋",{"$f":"IF(F467=\"\",\"\",F467)","v":""}]
[null,null,null,null,"=",{"$f":"IF(入力区間!$C$37=\"\",\"\",入力区間!$C$37)","v":""},"ｍ"]
[]
[null,"28．区　間",null,{"$f":"IF(入力区間!$G$38=\"\",\"\",入力区間!$G$38)","v":""}]
[null,null,"① 仮定口径",null,"=",{"$f":"IF(入力区間!$I$38=\"\",\"\",入力区間!$I$38)","v":""},"ｍｍ"]
[null,null,"② 管延長",null,"=",{"$f":"IF(入力区間!$J$38=\"\",\"\",入力区間!$J$38)","v":""},"ｍ"]
[null,null,"③ 直管換算長",null,"=",{"$f":"IF(入力区間!$AW$38=\"\",\"\",入力区間!$AW$38)","v":""},"ｍ"]
[null,null,"④ 流量",null,"=",{"$f":"IF(入力区間!$H$38=\"\",\"\",入力区間!$H$38)","v":""},"Ｌ/sec"]
[null,null,"⑤ 動水勾配",null,"=",{"$f":"IF(入力区間!$AE$38=\"\",\"\",入力区間!$AE$38)","v":""},"‰",{"$f":"IF(入力区間!$AD$38=\"\",\"\",IF(入力区間!$AD$38=\"W\",\"（ウエストン公式より）\",\"（Ｈ．ウィリアムス公式より）\"))","v":""}]
[null,null,"⑥ 損失水頭",null,"=","⑤×(②＋③)×安全率"]
[null,null,null,null,"=",{"$f":"IF(F492=\"\",\"\",F492/1000)","v":""},"× (",{"$f":"IF(F489=\"\",\"\",F489)","v":""},"＋",{"$f":"IF(F490=\"\",\"\",F490)","v":""},") ×",{"$f":"IF(入力区間!$AG$10=\"\",\"\",入力区間!$AG$10)","v":1.1000000000000001}]
[null,null,null,null,"=",{"$f":"IF(入力区間!$AG$38=\"\",\"\",入力区間!$AG$38)","v":""},"ｍ"]
[null,null,"⑦ 立上り",null,"=",{"$f":"IF(入力区間!$K$38=\"\",0,ROUND(入力区間!$K$38,2))","v":0},"ｍ"]
[null,null,"⑧ 他損失水頭等",null,"=",{"$f":"IF(入力区間!$AA$38=\"\",0,ROUND(入力区間!$AA$38,2))","v":0},"ｍ",{"$f":"IF(入力区間!$AB$38=\"\",\"\",\"（\"&入力区間!$AB$38&\"）\")","v":""}]
[null,null,"⑨ 区間所要水頭 h28",null,"=","⑥＋⑦＋⑧"]
[null,null,null,null,"=",{"$f":"IF(F495=\"\",\"\",F495)","v":""},"＋",{"$f":"IF(F496=\"\",\"\",F496)","v":0},"＋",{"$f":"IF(F497=\"\",\"\",F497)","v":0}]
[null,null,null,null,"=",{"$f":"IF(入力区間!$D$38=\"\",\"\",入力区間!$D$38)","v":""},"ｍ"]
[null,null,"⑩ 累計所要水頭 H28",null,"=","h28＋H27"]
[null,null,null,null,"=",{"$f":"IF(F500=\"\",\"\",F500)","v":""},"＋",{"$f":"IF(F485=\"\",\"\",F485)","v":""}]
[null,null,null,null,"=",{"$f":"IF(入力区間!$C$38=\"\",\"\",入力区間!$C$38)","v":""},"ｍ"]
[]
[null,"29．区　間",null,{"$f":"IF(入力区間!$G$39=\"\",\"\",入力区間!$G$39)","v":""}]
[null,null,"① 仮定口径",null,"=",{"$f":"IF(入力区間!$I$39=\"\",\"\",入力区間!$I$39)","v":""},"ｍｍ"]
[null,null,"② 管延長",null,"=",{"$f":"IF(入力区間!$J$39=\"\",\"\",入力区間!$J$39)","v":""},"ｍ"]
[null,null,"③ 直管換算長",null,"=",{"$f":"IF(入力区間!$AW$39=\"\",\"\",入力区間!$AW$39)","v":""},"ｍ"]
[null,null,"④ 流量",null,"=",{"$f":"IF(入力区間!$H$39=\"\",\"\",入力区間!$H$39)","v":""},"Ｌ/sec"]
[null,null,"⑤ 動水勾配",null,"=",{"$f":"IF(入力区間!$AE$39=\"\",\"\",入力区間!$AE$39)","v":""},"‰",{"$f":"IF(入力区間!$AD$39=\"\",\"\",IF(入力区間!$AD$39=\"W\",\"（ウエストン公式より）\",\"（Ｈ．ウィリアムス公式より）\"))","v":""}]
[null,null,"⑥ 損失水頭",null,"=","⑤×(②＋③)×安全率"]
[null,null,null,null,"=",{"$f":"IF(F510=\"\",\"\",F510/1000)","v":""},"× (",{"$f":"IF(F507=\"\",\"\",F507)","v":""},"＋",{"$f":"IF(F508=\"\",\"\",F508)","v":""},") ×",{"$f":"IF(入力区間!$AG$10=\"\",\"\",入力区間!$AG$10)","v":1.1000000000000001}]
[null,null,null,null,"=",{"$f":"IF(入力区間!$AG$39=\"\",\"\",入力区間!$AG$39)","v":""},"ｍ"]
[null,null,"⑦ 立上り",null,"=",{"$f":"IF(入力区間!$K$39=\"\",0,ROUND(入力区間!$K$39,2))","v":0},"ｍ"]
[null,null,"⑧ 他損失水頭等",null,"=",{"$f":"IF(入力区間!$AA$39=\"\",0,ROUND(入力区間!$AA$39,2))","v":0},"ｍ",{"$f":"IF(入力区間!$AB$39=\"\",\"\",\"（\"&入力区間!$AB$39&\"）\")","v":""}]
[null,null,"⑨ 区間所要水頭 h29",null,"=","⑥＋⑦＋⑧"]
[null,null,null,null,"=",{"$f":"IF(F513=\"\",\"\",F513)","v":""},"＋",{"$f":"IF(F514=\"\",\"\",F514)","v":0},"＋",{"$f":"IF(F515=\"\",\"\",F515)","v":0}]
[null,null,null,null,"=",{"$f":"IF(入力区間!$D$39=\"\",\"\",入力区間!$D$39)","v":""},"ｍ"]
[null,null,"⑩ 累計所要水頭 H29",null,"=","h29＋H28"]
[null,null,null,null,"=",{"$f":"IF(F518=\"\",\"\",F518)","v":""},"＋",{"$f":"IF(F503=\"\",\"\",F503)","v":""}]
[null,null,null,null,"=",{"$f":"IF(入力区間!$C$39=\"\",\"\",入力区間!$C$39)","v":""},"ｍ"]
[]
[null,"30．区　間",null,{"$f":"IF(入力区間!$G$40=\"\",\"\",入力区間!$G$40)","v":""}]
[null,null,"① 仮定口径",null,"=",{"$f":"IF(入力区間!$I$40=\"\",\"\",入力区間!$I$40)","v":""},"ｍｍ"]
[null,null,"② 管延長",null,"=",{"$f":"IF(入力区間!$J$40=\"\",\"\",入力区間!$J$40)","v":""},"ｍ"]
[null,null,"③ 直管換算長",null,"=",{"$f":"IF(入力区間!$AW$40=\"\",\"\",入力区間!$AW$40)","v":""},"ｍ"]
[null,null,"④ 流量",null,"=",{"$f":"IF(入力区間!$H$40=\"\",\"\",入力区間!$H$40)","v":""},"Ｌ/sec"]
[null,null,"⑤ 動水勾配",null,"=",{"$f":"IF(入力区間!$AE$40=\"\",\"\",入力区間!$AE$40)","v":""},"‰",{"$f":"IF(入力区間!$AD$40=\"\",\"\",IF(入力区間!$AD$40=\"W\",\"（ウエストン公式より）\",\"（Ｈ．ウィリアムス公式より）\"))","v":""}]
[null,null,"⑥ 損失水頭",null,"=","⑤×(②＋③)×安全率"]
[null,null,null,null,"=",{"$f":"IF(F528=\"\",\"\",F528/1000)","v":""},"× (",{"$f":"IF(F525=\"\",\"\",F525)","v":""},"＋",{"$f":"IF(F526=\"\",\"\",F526)","v":""},") ×",{"$f":"IF(入力区間!$AG$10=\"\",\"\",入力区間!$AG$10)","v":1.1000000000000001}]
[null,null,null,null,"=",{"$f":"IF(入力区間!$AG$40=\"\",\"\",入力区間!$AG$40)","v":""},"ｍ"]
[null,null,"⑦ 立上り",null,"=",{"$f":"IF(入力区間!$K$40=\"\",0,ROUND(入力区間!$K$40,2))","v":0},"ｍ"]
[null,null,"⑧ 他損失水頭等",null,"=",{"$f":"IF(入力区間!$AA$40=\"\",0,ROUND(入力区間!$AA$40,2))","v":0},"ｍ",{"$f":"IF(入力区間!$AB$40=\"\",\"\",\"（\"&入力区間!$AB$40&\"）\")","v":""}]
[null,null,"⑨ 区間所要水頭 h30",null,"=","⑥＋⑦＋⑧"]
[null,null,null,null,"=",{"$f":"IF(F531=\"\",\"\",F531)","v":""},"＋",{"$f":"IF(F532=\"\",\"\",F532)","v":0},"＋",{"$f":"IF(F533=\"\",\"\",F533)","v":0}]
[null,null,null,null,"=",{"$f":"IF(入力区間!$D$40=\"\",\"\",入力区間!$D$40)","v":""},"ｍ"]
[null,null,"⑩ 累計所要水頭 H30",null,"=","h30＋H29"]
[null,null,null,null,"=",{"$f":"IF(F536=\"\",\"\",F536)","v":""},"＋",{"$f":"IF(F521=\"\",\"\",F521)","v":""}]
[null,null,null,null,"=",{"$f":"IF(入力区間!$C$40=\"\",\"\",入力区間!$C$40)","v":""},"ｍ"]
[]
[null,"31．区　間",null,{"$f":"IF(入力区間!$G$41=\"\",\"\",入力区間!$G$41)","v":""}]
[null,null,"① 仮定口径",null,"=",{"$f":"IF(入力区間!$I$41=\"\",\"\",入力区間!$I$41)","v":""},"ｍｍ"]
[null,null,"② 管延長",null,"=",{"$f":"IF(入力区間!$J$41=\"\",\"\",入力区間!$J$41)","v":""},"ｍ"]
[null,null,"③ 直管換算長",null,"=",{"$f":"IF(入力区間!$AW$41=\"\",\"\",入力区間!$AW$41)","v":""},"ｍ"]
[null,null,"④ 流量",null,"=",{"$f":"IF(入力区間!$H$41=\"\",\"\",入力区間!$H$41)","v":""},"Ｌ/sec"]
[null,null,"⑤ 動水勾配",null,"=",{"$f":"IF(入力区間!$AE$41=\"\",\"\",入力区間!$AE$41)","v":""},"‰",{"$f":"IF(入力区間!$AD$41=\"\",\"\",IF(入力区間!$AD$41=\"W\",\"（ウエストン公式より）\",\"（Ｈ．ウィリアムス公式より）\"))","v":""}]
[null,null,"⑥ 損失水頭",null,"=","⑤×(②＋③)×安全率"]
[null,null,null,null,"=",{"$f":"IF(F546=\"\",\"\",F546/1000)","v":""},"× (",{"$f":"IF(F543=\"\",\"\",F543)","v":""},"＋",{"$f":"IF(F544=\"\",\"\",F544)","v":""},") ×",{"$f":"IF(入力区間!$AG$10=\"\",\"\",入力区間!$AG$10)","v":1.1000000000000001}]
[null,null,null,null,"=",{"$f":"IF(入力区間!$AG$41=\"\",\"\",入力区間!$AG$41)","v":""},"ｍ"]
[null,null,"⑦ 立上り",null,"=",{"$f":"IF(入力区間!$K$41=\"\",0,ROUND(入力区間!$K$41,2))","v":0},"ｍ"]
[null,null,"⑧ 他損失水頭等",null,"=",{"$f":"IF(入力区間!$AA$41=\"\",0,ROUND(入力区間!$AA$41,2))","v":0},"ｍ",{"$f":"IF(入力区間!$AB$41=\"\",\"\",\"（\"&入力区間!$AB$41&\"）\")","v":""}]
[null,null,"⑨ 区間所要水頭 h31",null,"=","⑥＋⑦＋⑧"]
[null,null,null,null,"=",{"$f":"IF(F549=\"\",\"\",F549)","v":""},"＋",{"$f":"IF(F550=\"\",\"\",F550)","v":0},"＋",{"$f":"IF(F551=\"\",\"\",F551)","v":0}]
[null,null,null,null,"=",{"$f":"IF(入力区間!$D$41=\"\",\"\",入力区間!$D$41)","v":""},"ｍ"]
[null,null,"⑩ 累計所要水頭 H31",null,"=","h31＋H30"]
[null,null,null,null,"=",{"$f":"IF(F554=\"\",\"\",F554)","v":""},"＋",{"$f":"IF(F539=\"\",\"\",F539)","v":""}]
[null,null,null,null,"=",{"$f":"IF(入力区間!$C$41=\"\",\"\",入力区間!$C$41)","v":""},"ｍ"]
[]
[null,"32．区　間",null,{"$f":"IF(入力区間!$G$42=\"\",\"\",入力区間!$G$42)","v":""}]
[null,null,"① 仮定口径",null,"=",{"$f":"IF(入力区間!$I$42=\"\",\"\",入力区間!$I$42)","v":""},"ｍｍ"]
[null,null,"② 管延長",null,"=",{"$f":"IF(入力区間!$J$42=\"\",\"\",入力区間!$J$42)","v":""},"ｍ"]
[null,null,"③ 直管換算長",null,"=",{"$f":"IF(入力区間!$AW$42=\"\",\"\",入力区間!$AW$42)","v":""},"ｍ"]
[null,null,"④ 流量",null,"=",{"$f":"IF(入力区間!$H$42=\"\",\"\",入力区間!$H$42)","v":""},"Ｌ/sec"]
[null,null,"⑤ 動水勾配",null,"=",{"$f":"IF(入力区間!$AE$42=\"\",\"\",入力区間!$AE$42)","v":""},"‰",{"$f":"IF(入力区間!$AD$42=\"\",\"\",IF(入力区間!$AD$42=\"W\",\"（ウエストン公式より）\",\"（Ｈ．ウィリアムス公式より）\"))","v":""}]
[null,null,"⑥ 損失水頭",null,"=","⑤×(②＋③)×安全率"]
[null,null,null,null,"=",{"$f":"IF(F564=\"\",\"\",F564/1000)","v":""},"× (",{"$f":"IF(F561=\"\",\"\",F561)","v":""},"＋",{"$f":"IF(F562=\"\",\"\",F562)","v":""},") ×",{"$f":"IF(入力区間!$AG$10=\"\",\"\",入力区間!$AG$10)","v":1.1000000000000001}]
[null,null,null,null,"=",{"$f":"IF(入力区間!$AG$42=\"\",\"\",入力区間!$AG$42)","v":""},"ｍ"]
[null,null,"⑦ 立上り",null,"=",{"$f":"IF(入力区間!$K$42=\"\",0,ROUND(入力区間!$K$42,2))","v":0},"ｍ"]
[null,null,"⑧ 他損失水頭等",null,"=",{"$f":"IF(入力区間!$AA$42=\"\",0,ROUND(入力区間!$AA$42,2))","v":0},"ｍ",{"$f":"IF(入力区間!$AB$42=\"\",\"\",\"（\"&入力区間!$AB$42&\"）\")","v":""}]
[null,null,"⑨ 区間所要水頭 h32",null,"=","⑥＋⑦＋⑧"]
[null,null,null,null,"=",{"$f":"IF(F567=\"\",\"\",F567)","v":""},"＋",{"$f":"IF(F568=\"\",\"\",F568)","v":0},"＋",{"$f":"IF(F569=\"\",\"\",F569)","v":0}]
[null,null,null,null,"=",{"$f":"IF(入力区間!$D$42=\"\",\"\",入力区間!$D$42)","v":""},"ｍ"]
[null,null,"⑩ 累計所要水頭 H32",null,"=","h32＋H31"]
[null,null,null,null,"=",{"$f":"IF(F572=\"\",\"\",F572)","v":""},"＋",{"$f":"IF(F557=\"\",\"\",F557)","v":""}]
[null,null,null,null,"=",{"$f":"IF(入力区間!$C$42=\"\",\"\",入力区間!$C$42)","v":""},"ｍ"]
[]
[null,"33．区　間",null,{"$f":"IF(入力区間!$G$43=\"\",\"\",入力区間!$G$43)","v":""}]
[null,null,"① 仮定口径",null,"=",{"$f":"IF(入力区間!$I$43=\"\",\"\",入力区間!$I$43)","v":""},"ｍｍ"]
[null,null,"② 管延長",null,"=",{"$f":"IF(入力区間!$J$43=\"\",\"\",入力区間!$J$43)","v":""},"ｍ"]
[null,null,"③ 直管換算長",null,"=",{"$f":"IF(入力区間!$AW$43=\"\",\"\",入力区間!$AW$43)","v":""},"ｍ"]
[null,null,"④ 流量",null,"=",{"$f":"IF(入力区間!$H$43=\"\",\"\",入力区間!$H$43)","v":""},"Ｌ/sec"]
[null,null,"⑤ 動水勾配",null,"=",{"$f":"IF(入力区間!$AE$43=\"\",\"\",入力区間!$AE$43)","v":""},"‰",{"$f":"IF(入力区間!$AD$43=\"\",\"\",IF(入力区間!$AD$43=\"W\",\"（ウエストン公式より）\",\"（Ｈ．ウィリアムス公式より）\"))","v":""}]
[null,null,"⑥ 損失水頭",null,"=","⑤×(②＋③)×安全率"]
[null,null,null,null,"=",{"$f":"IF(F582=\"\",\"\",F582/1000)","v":""},"× (",{"$f":"IF(F579=\"\",\"\",F579)","v":""},"＋",{"$f":"IF(F580=\"\",\"\",F580)","v":""},") ×",{"$f":"IF(入力区間!$AG$10=\"\",\"\",入力区間!$AG$10)","v":1.1000000000000001}]
[null,null,null,null,"=",{"$f":"IF(入力区間!$AG$43=\"\",\"\",入力区間!$AG$43)","v":""},"ｍ"]
[null,null,"⑦ 立上り",null,"=",{"$f":"IF(入力区間!$K$43=\"\",0,ROUND(入力区間!$K$43,2))","v":0},"ｍ"]
[null,null,"⑧ 他損失水頭等",null,"=",{"$f":"IF(入力区間!$AA$43=\"\",0,ROUND(入力区間!$AA$43,2))","v":0},"ｍ",{"$f":"IF(入力区間!$AB$43=\"\",\"\",\"（\"&入力区間!$AB$43&\"）\")","v":""}]
[null,null,"⑨ 区間所要水頭 h33",null,"=","⑥＋⑦＋⑧"]
[null,null,null,null,"=",{"$f":"IF(F585=\"\",\"\",F585)","v":""},"＋",{"$f":"IF(F586=\"\",\"\",F586)","v":0},"＋",{"$f":"IF(F587=\"\",\"\",F587)","v":0}]
[null,null,null,null,"=",{"$f":"IF(入力区間!$D$43=\"\",\"\",入力区間!$D$43)","v":""},"ｍ"]
[null,null,"⑩ 累計所要水頭 H33",null,"=","h33＋H32"]
[null,null,null,null,"=",{"$f":"IF(F590=\"\",\"\",F590)","v":""},"＋",{"$f":"IF(F575=\"\",\"\",F575)","v":""}]
[null,null,null,null,"=",{"$f":"IF(入力区間!$C$43=\"\",\"\",入力区間!$C$43)","v":""},"ｍ"]
[]
[null,"34．区　間",null,{"$f":"IF(入力区間!$G$44=\"\",\"\",入力区間!$G$44)","v":""}]
[null,null,"① 仮定口径",null,"=",{"$f":"IF(入力区間!$I$44=\"\",\"\",入力区間!$I$44)","v":""},"ｍｍ"]
[null,null,"② 管延長",null,"=",{"$f":"IF(入力区間!$J$44=\"\",\"\",入力区間!$J$44)","v":""},"ｍ"]
[null,null,"③ 直管換算長",null,"=",{"$f":"IF(入力区間!$AW$44=\"\",\"\",入力区間!$AW$44)","v":""},"ｍ"]
[null,null,"④ 流量",null,"=",{"$f":"IF(入力区間!$H$44=\"\",\"\",入力区間!$H$44)","v":""},"Ｌ/sec"]
[null,null,"⑤ 動水勾配",null,"=",{"$f":"IF(入力区間!$AE$44=\"\",\"\",入力区間!$AE$44)","v":""},"‰",{"$f":"IF(入力区間!$AD$44=\"\",\"\",IF(入力区間!$AD$44=\"W\",\"（ウエストン公式より）\",\"（Ｈ．ウィリアムス公式より）\"))","v":""}]
[null,null,"⑥ 損失水頭",null,"=","⑤×(②＋③)×安全率"]
[null,null,null,null,"=",{"$f":"IF(F600=\"\",\"\",F600/1000)","v":""},"× (",{"$f":"IF(F597=\"\",\"\",F597)","v":""},"＋",{"$f":"IF(F598=\"\",\"\",F598)","v":""},") ×",{"$f":"IF(入力区間!$AG$10=\"\",\"\",入力区間!$AG$10)","v":1.1000000000000001}]
[null,null,null,null,"=",{"$f":"IF(入力区間!$AG$44=\"\",\"\",入力区間!$AG$44)","v":""},"ｍ"]
[null,null,"⑦ 立上り",null,"=",{"$f":"IF(入力区間!$K$44=\"\",0,ROUND(入力区間!$K$44,2))","v":0},"ｍ"]
[null,null,"⑧ 他損失水頭等",null,"=",{"$f":"IF(入力区間!$AA$44=\"\",0,ROUND(入力区間!$AA$44,2))","v":0},"ｍ",{"$f":"IF(入力区間!$AB$44=\"\",\"\",\"（\"&入力区間!$AB$44&\"）\")","v":""}]
[null,null,"⑨ 区間所要水頭 h34",null,"=","⑥＋⑦＋⑧"]
[null,null,null,null,"=",{"$f":"IF(F603=\"\",\"\",F603)","v":""},"＋",{"$f":"IF(F604=\"\",\"\",F604)","v":0},"＋",{"$f":"IF(F605=\"\",\"\",F605)","v":0}]
[null,null,null,null,"=",{"$f":"IF(入力区間!$D$44=\"\",\"\",入力区間!$D$44)","v":""},"ｍ"]
[null,null,"⑩ 累計所要水頭 H34",null,"=","h34＋H33"]
[null,null,null,null,"=",{"$f":"IF(F608=\"\",\"\",F608)","v":""},"＋",{"$f":"IF(F593=\"\",\"\",F593)","v":""}]
[null,null,null,null,"=",{"$f":"IF(入力区間!$C$44=\"\",\"\",入力区間!$C$44)","v":""},"ｍ"]
[]
[null,"35．区　間",null,{"$f":"IF(入力区間!$G$45=\"\",\"\",入力区間!$G$45)","v":""}]
[null,null,"① 仮定口径",null,"=",{"$f":"IF(入力区間!$I$45=\"\",\"\",入力区間!$I$45)","v":""},"ｍｍ"]
[null,null,"② 管延長",null,"=",{"$f":"IF(入力区間!$J$45=\"\",\"\",入力区間!$J$45)","v":""},"ｍ"]
[null,null,"③ 直管換算長",null,"=",{"$f":"IF(入力区間!$AW$45=\"\",\"\",入力区間!$AW$45)","v":""},"ｍ"]
[null,null,"④ 流量",null,"=",{"$f":"IF(入力区間!$H$45=\"\",\"\",入力区間!$H$45)","v":""},"Ｌ/sec"]
[null,null,"⑤ 動水勾配",null,"=",{"$f":"IF(入力区間!$AE$45=\"\",\"\",入力区間!$AE$45)","v":""},"‰",{"$f":"IF(入力区間!$AD$45=\"\",\"\",IF(入力区間!$AD$45=\"W\",\"（ウエストン公式より）\",\"（Ｈ．ウィリアムス公式より）\"))","v":""}]
[null,null,"⑥ 損失水頭",null,"=","⑤×(②＋③)×安全率"]
[null,null,null,null,"=",{"$f":"IF(F618=\"\",\"\",F618/1000)","v":""},"× (",{"$f":"IF(F615=\"\",\"\",F615)","v":""},"＋",{"$f":"IF(F616=\"\",\"\",F616)","v":""},") ×",{"$f":"IF(入力区間!$AG$10=\"\",\"\",入力区間!$AG$10)","v":1.1000000000000001}]
[null,null,null,null,"=",{"$f":"IF(入力区間!$AG$45=\"\",\"\",入力区間!$AG$45)","v":""},"ｍ"]
[null,null,"⑦ 立上り",null,"=",{"$f":"IF(入力区間!$K$45=\"\",0,ROUND(入力区間!$K$45,2))","v":0},"ｍ"]
[null,null,"⑧ 他損失水頭等",null,"=",{"$f":"IF(入力区間!$AA$45=\"\",0,ROUND(入力区間!$AA$45,2))","v":0},"ｍ",{"$f":"IF(入力区間!$AB$45=\"\",\"\",\"（\"&入力区間!$AB$45&\"）\")","v":""}]
[null,null,"⑨ 区間所要水頭 h35",null,"=","⑥＋⑦＋⑧"]
[null,null,null,null,"=",{"$f":"IF(F621=\"\",\"\",F621)","v":""},"＋",{"$f":"IF(F622=\"\",\"\",F622)","v":0},"＋",{"$f":"IF(F623=\"\",\"\",F623)","v":0}]
[null,null,null,null,"=",{"$f":"IF(入力区間!$D$45=\"\",\"\",入力区間!$D$45)","v":""},"ｍ"]
[null,null,"⑩ 累計所要水頭 H35",null,"=","h35＋H34"]
[null,null,null,null,"=",{"$f":"IF(F626=\"\",\"\",F626)","v":""},"＋",{"$f":"IF(F611=\"\",\"\",F611)","v":""}]
[null,null,null,null,"=",{"$f":"IF(入力区間!$C$45=\"\",\"\",入力区間!$C$45)","v":""},"ｍ"]
[]
[null,"36．区　間",null,{"$f":"IF(入力区間!$G$46=\"\",\"\",入力区間!$G$46)","v":""}]
[null,null,"① 仮定口径",null,"=",{"$f":"IF(入力区間!$I$46=\"\",\"\",入力区間!$I$46)","v":""},"ｍｍ"]
[null,null,"② 管延長",null,"=",{"$f":"IF(入力区間!$J$46=\"\",\"\",入力区間!$J$46)","v":""},"ｍ"]
[null,null,"③ 直管換算長",null,"=",{"$f":"IF(入力区間!$AW$46=\"\",\"\",入力区間!$AW$46)","v":""},"ｍ"]
[null,null,"④ 流量",null,"=",{"$f":"IF(入力区間!$H$46=\"\",\"\",入力区間!$H$46)","v":""},"Ｌ/sec"]
[null,null,"⑤ 動水勾配",null,"=",{"$f":"IF(入力区間!$AE$46=\"\",\"\",入力区間!$AE$46)","v":""},"‰",{"$f":"IF(入力区間!$AD$46=\"\",\"\",IF(入力区間!$AD$46=\"W\",\"（ウエストン公式より）\",\"（Ｈ．ウィリアムス公式より）\"))","v":""}]
[null,null,"⑥ 損失水頭",null,"=","⑤×(②＋③)×安全率"]
[null,null,null,null,"=",{"$f":"IF(F636=\"\",\"\",F636/1000)","v":""},"× (",{"$f":"IF(F633=\"\",\"\",F633)","v":""},"＋",{"$f":"IF(F634=\"\",\"\",F634)","v":""},") ×",{"$f":"IF(入力区間!$AG$10=\"\",\"\",入力区間!$AG$10)","v":1.1000000000000001}]
[null,null,null,null,"=",{"$f":"IF(入力区間!$AG$46=\"\",\"\",入力区間!$AG$46)","v":""},"ｍ"]
[null,null,"⑦ 立上り",null,"=",{"$f":"IF(入力区間!$K$46=\"\",0,ROUND(入力区間!$K$46,2))","v":0},"ｍ"]
[null,null,"⑧ 他損失水頭等",null,"=",{"$f":"IF(入力区間!$AA$46=\"\",0,ROUND(入力区間!$AA$46,2))","v":0},"ｍ",{"$f":"IF(入力区間!$AB$46=\"\",\"\",\"（\"&入力区間!$AB$46&\"）\")","v":""}]
[null,null,"⑨ 区間所要水頭 h36",null,"=","⑥＋⑦＋⑧"]
[null,null,null,null,"=",{"$f":"IF(F639=\"\",\"\",F639)","v":""},"＋",{"$f":"IF(F640=\"\",\"\",F640)","v":0},"＋",{"$f":"IF(F641=\"\",\"\",F641)","v":0}]
[null,null,null,null,"=",{"$f":"IF(入力区間!$D$46=\"\",\"\",入力区間!$D$46)","v":""},"ｍ"]
[null,null,"⑩ 累計所要水頭 H36",null,"=","h36＋H35"]
[null,null,null,null,"=",{"$f":"IF(F644=\"\",\"\",F644)","v":""},"＋",{"$f":"IF(F629=\"\",\"\",F629)","v":""}]
[null,null,null,null,"=",{"$f":"IF(入力区間!$C$46=\"\",\"\",入力区間!$C$46)","v":""},"ｍ"]
[]
[null,"37．区　間",null,{"$f":"IF(入力区間!$G$47=\"\",\"\",入力区間!$G$47)","v":""}]
[null,null,"① 仮定口径",null,"=",{"$f":"IF(入力区間!$I$47=\"\",\"\",入力区間!$I$47)","v":""},"ｍｍ"]
[null,null,"② 管延長",null,"=",{"$f":"IF(入力区間!$J$47=\"\",\"\",入力区間!$J$47)","v":""},"ｍ"]
[null,null,"③ 直管換算長",null,"=",{"$f":"IF(入力区間!$AW$47=\"\",\"\",入力区間!$AW$47)","v":""},"ｍ"]
[null,null,"④ 流量",null,"=",{"$f":"IF(入力区間!$H$47=\"\",\"\",入力区間!$H$47)","v":""},"Ｌ/sec"]
[null,null,"⑤ 動水勾配",null,"=",{"$f":"IF(入力区間!$AE$47=\"\",\"\",入力区間!$AE$47)","v":""},"‰",{"$f":"IF(入力区間!$AD$47=\"\",\"\",IF(入力区間!$AD$47=\"W\",\"（ウエストン公式より）\",\"（Ｈ．ウィリアムス公式より）\"))","v":""}]
[null,null,"⑥ 損失水頭",null,"=","⑤×(②＋③)×安全率"]
[null,null,null,null,"=",{"$f":"IF(F654=\"\",\"\",F654/1000)","v":""},"× (",{"$f":"IF(F651=\"\",\"\",F651)","v":""},"＋",{"$f":"IF(F652=\"\",\"\",F652)","v":""},") ×",{"$f":"IF(入力区間!$AG$10=\"\",\"\",入力区間!$AG$10)","v":1.1000000000000001}]
[null,null,null,null,"=",{"$f":"IF(入力区間!$AG$47=\"\",\"\",入力区間!$AG$47)","v":""},"ｍ"]
[null,null,"⑦ 立上り",null,"=",{"$f":"IF(入力区間!$K$47=\"\",0,ROUND(入力区間!$K$47,2))","v":0},"ｍ"]
[null,null,"⑧ 他損失水頭等",null,"=",{"$f":"IF(入力区間!$AA$47=\"\",0,ROUND(入力区間!$AA$47,2))","v":0},"ｍ",{"$f":"IF(入力区間!$AB$47=\"\",\"\",\"（\"&入力区間!$AB$47&\"）\")","v":""}]
[null,null,"⑨ 区間所要水頭 h37",null,"=","⑥＋⑦＋⑧"]
[null,null,null,null,"=",{"$f":"IF(F657=\"\",\"\",F657)","v":""},"＋",{"$f":"IF(F658=\"\",\"\",F658)","v":0},"＋",{"$f":"IF(F659=\"\",\"\",F659)","v":0}]
[null,null,null,null,"=",{"$f":"IF(入力区間!$D$47=\"\",\"\",入力区間!$D$47)","v":""},"ｍ"]
[null,null,"⑩ 累計所要水頭 H37",null,"=","h37＋H36"]
[null,null,null,null,"=",{"$f":"IF(F662=\"\",\"\",F662)","v":""},"＋",{"$f":"IF(F647=\"\",\"\",F647)","v":""}]
[null,null,null,null,"=",{"$f":"IF(入力区間!$C$47=\"\",\"\",入力区間!$C$47)","v":""},"ｍ"]
[]
[null,"38．区　間",null,{"$f":"IF(入力区間!$G$48=\"\",\"\",入力区間!$G$48)","v":""}]
[null,null,"① 仮定口径",null,"=",{"$f":"IF(入力区間!$I$48=\"\",\"\",入力区間!$I$48)","v":""},"ｍｍ"]
[null,null,"② 管延長",null,"=",{"$f":"IF(入力区間!$J$48=\"\",\"\",入力区間!$J$48)","v":""},"ｍ"]
[null,null,"③ 直管換算長",null,"=",{"$f":"IF(入力区間!$AW$48=\"\",\"\",入力区間!$AW$48)","v":""},"ｍ"]
[null,null,"④ 流量",null,"=",{"$f":"IF(入力区間!$H$48=\"\",\"\",入力区間!$H$48)","v":""},"Ｌ/sec"]
[null,null,"⑤ 動水勾配",null,"=",{"$f":"IF(入力区間!$AE$48=\"\",\"\",入力区間!$AE$48)","v":""},"‰",{"$f":"IF(入力区間!$AD$48=\"\",\"\",IF(入力区間!$AD$48=\"W\",\"（ウエストン公式より）\",\"（Ｈ．ウィリアムス公式より）\"))","v":""}]
[null,null,"⑥ 損失水頭",null,"=","⑤×(②＋③)×安全率"]
[null,null,null,null,"=",{"$f":"IF(F672=\"\",\"\",F672/1000)","v":""},"× (",{"$f":"IF(F669=\"\",\"\",F669)","v":""},"＋",{"$f":"IF(F670=\"\",\"\",F670)","v":""},") ×",{"$f":"IF(入力区間!$AG$10=\"\",\"\",入力区間!$AG$10)","v":1.1000000000000001}]
[null,null,null,null,"=",{"$f":"IF(入力区間!$AG$48=\"\",\"\",入力区間!$AG$48)","v":""},"ｍ"]
[null,null,"⑦ 立上り",null,"=",{"$f":"IF(入力区間!$K$48=\"\",0,ROUND(入力区間!$K$48,2))","v":0},"ｍ"]
[null,null,"⑧ 他損失水頭等",null,"=",{"$f":"IF(入力区間!$AA$48=\"\",0,ROUND(入力区間!$AA$48,2))","v":0},"ｍ",{"$f":"IF(入力区間!$AB$48=\"\",\"\",\"（\"&入力区間!$AB$48&\"）\")","v":""}]
[null,null,"⑨ 区間所要水頭 h38",null,"=","⑥＋⑦＋⑧"]
[null,null,null,null,"=",{"$f":"IF(F675=\"\",\"\",F675)","v":""},"＋",{"$f":"IF(F676=\"\",\"\",F676)","v":0},"＋",{"$f":"IF(F677=\"\",\"\",F677)","v":0}]
[null,null,null,null,"=",{"$f":"IF(入力区間!$D$48=\"\",\"\",入力区間!$D$48)","v":""},"ｍ"]
[null,null,"⑩ 累計所要水頭 H38",null,"=","h38＋H37"]
[null,null,null,null,"=",{"$f":"IF(F680=\"\",\"\",F680)","v":""},"＋",{"$f":"IF(F665=\"\",\"\",F665)","v":""}]
[null,null,null,null,"=",{"$f":"IF(入力区間!$C$48=\"\",\"\",入力区間!$C$48)","v":""},"ｍ"]
[]
[null,"39．区　間",null,{"$f":"IF(入力区間!$G$49=\"\",\"\",入力区間!$G$49)","v":""}]
[null,null,"① 仮定口径",null,"=",{"$f":"IF(入力区間!$I$49=\"\",\"\",入力区間!$I$49)","v":""},"ｍｍ"]
[null,null,"② 管延長",null,"=",{"$f":"IF(入力区間!$J$49=\"\",\"\",入力区間!$J$49)","v":""},"ｍ"]
[null,null,"③ 直管換算長",null,"=",{"$f":"IF(入力区間!$AW$49=\"\",\"\",入力区間!$AW$49)","v":""},"ｍ"]
[null,null,"④ 流量",null,"=",{"$f":"IF(入力区間!$H$49=\"\",\"\",入力区間!$H$49)","v":""},"Ｌ/sec"]
[null,null,"⑤ 動水勾配",null,"=",{"$f":"IF(入力区間!$AE$49=\"\",\"\",入力区間!$AE$49)","v":""},"‰",{"$f":"IF(入力区間!$AD$49=\"\",\"\",IF(入力区間!$AD$49=\"W\",\"（ウエストン公式より）\",\"（Ｈ．ウィリアムス公式より）\"))","v":""}]
[null,null,"⑥ 損失水頭",null,"=","⑤×(②＋③)×安全率"]
[null,null,null,null,"=",{"$f":"IF(F690=\"\",\"\",F690/1000)","v":""},"× (",{"$f":"IF(F687=\"\",\"\",F687)","v":""},"＋",{"$f":"IF(F688=\"\",\"\",F688)","v":""},") ×",{"$f":"IF(入力区間!$AG$10=\"\",\"\",入力区間!$AG$10)","v":1.1000000000000001}]
[null,null,null,null,"=",{"$f":"IF(入力区間!$AG$49=\"\",\"\",入力区間!$AG$49)","v":""},"ｍ"]
[null,null,"⑦ 立上り",null,"=",{"$f":"IF(入力区間!$K$49=\"\",0,ROUND(入力区間!$K$49,2))","v":0},"ｍ"]
[null,null,"⑧ 他損失水頭等",null,"=",{"$f":"IF(入力区間!$AA$49=\"\",0,ROUND(入力区間!$AA$49,2))","v":0},"ｍ",{"$f":"IF(入力区間!$AB$49=\"\",\"\",\"（\"&入力区間!$AB$49&\"）\")","v":""}]
[null,null,"⑨ 区間所要水頭 h39",null,"=","⑥＋⑦＋⑧"]
[null,null,null,null,"=",{"$f":"IF(F693=\"\",\"\",F693)","v":""},"＋",{"$f":"IF(F694=\"\",\"\",F694)","v":0},"＋",{"$f":"IF(F695=\"\",\"\",F695)","v":0}]
[null,null,null,null,"=",{"$f":"IF(入力区間!$D$49=\"\",\"\",入力区間!$D$49)","v":""},"ｍ"]
[null,null,"⑩ 累計所要水頭 H39",null,"=","h39＋H38"]
[null,null,null,null,"=",{"$f":"IF(F698=\"\",\"\",F698)","v":""},"＋",{"$f":"IF(F683=\"\",\"\",F683)","v":""}]
[null,null,null,null,"=",{"$f":"IF(入力区間!$C$49=\"\",\"\",入力区間!$C$49)","v":""},"ｍ"]
[]
[null,"40．区　間",null,{"$f":"IF(入力区間!$G$50=\"\",\"\",入力区間!$G$50)","v":""}]
[null,null,"① 仮定口径",null,"=",{"$f":"IF(入力区間!$I$50=\"\",\"\",入力区間!$I$50)","v":""},"ｍｍ"]
[null,null,"② 管延長",null,"=",{"$f":"IF(入力区間!$J$50=\"\",\"\",入力区間!$J$50)","v":""},"ｍ"]
[null,null,"③ 直管換算長",null,"=",{"$f":"IF(入力区間!$AW$50=\"\",\"\",入力区間!$AW$50)","v":""},"ｍ"]
[null,null,"④ 流量",null,"=",{"$f":"IF(入力区間!$H$50=\"\",\"\",入力区間!$H$50)","v":""},"Ｌ/sec"]
[null,null,"⑤ 動水勾配",null,"=",{"$f":"IF(入力区間!$AE$50=\"\",\"\",入力区間!$AE$50)","v":""},"‰",{"$f":"IF(入力区間!$AD$50=\"\",\"\",IF(入力区間!$AD$50=\"W\",\"（ウエストン公式より）\",\"（Ｈ．ウィリアムス公式より）\"))","v":""}]
[null,null,"⑥ 損失水頭",null,"=","⑤×(②＋③)×安全率"]
[null,null,null,null,"=",{"$f":"IF(F708=\"\",\"\",F708/1000)","v":""},"× (",{"$f":"IF(F705=\"\",\"\",F705)","v":""},"＋",{"$f":"IF(F706=\"\",\"\",F706)","v":""},") ×",{"$f":"IF(入力区間!$AG$10=\"\",\"\",入力区間!$AG$10)","v":1.1000000000000001}]
[null,null,null,null,"=",{"$f":"IF(入力区間!$AG$50=\"\",\"\",入力区間!$AG$50)","v":""},"ｍ"]
[null,null,"⑦ 立上り",null,"=",{"$f":"IF(入力区間!$K$50=\"\",0,ROUND(入力区間!$K$50,2))","v":0},"ｍ"]
[null,null,"⑧ 他損失水頭等",null,"=",{"$f":"IF(入力区間!$AA$50=\"\",0,ROUND(入力区間!$AA$50,2))","v":0},"ｍ",{"$f":"IF(入力区間!$AB$50=\"\",\"\",\"（\"&入力区間!$AB$50&\"）\")","v":""}]
[null,null,"⑨ 区間所要水頭 h40",null,"=","⑥＋⑦＋⑧"]
[null,null,null,null,"=",{"$f":"IF(F711=\"\",\"\",F711)","v":""},"＋",{"$f":"IF(F712=\"\",\"\",F712)","v":0},"＋",{"$f":"IF(F713=\"\",\"\",F713)","v":0}]
[null,null,null,null,"=",{"$f":"IF(入力区間!$D$50=\"\",\"\",入力区間!$D$50)","v":""},"ｍ"]
[null,null,"⑩ 累計所要水頭 H40",null,"=","h40＋H39"]
[null,null,null,null,"=",{"$f":"IF(F716=\"\",\"\",F716)","v":""},"＋",{"$f":"IF(F701=\"\",\"\",F701)","v":""}]
[null,null,null,null,"=",{"$f":"IF(入力区間!$C$50=\"\",\"\",入力区間!$C$50)","v":""},"ｍ"]
[]
[null,"41．区　間",null,{"$f":"IF(入力区間!$G$51=\"\",\"\",入力区間!$G$51)","v":""}]
[null,null,"① 仮定口径",null,"=",{"$f":"IF(入力区間!$I$51=\"\",\"\",入力区間!$I$51)","v":""},"ｍｍ"]
[null,null,"② 管延長",null,"=",{"$f":"IF(入力区間!$J$51=\"\",\"\",入力区間!$J$51)","v":""},"ｍ"]
[null,null,"③ 直管換算長",null,"=",{"$f":"IF(入力区間!$AW$51=\"\",\"\",入力区間!$AW$51)","v":""},"ｍ"]
[null,null,"④ 流量",null,"=",{"$f":"IF(入力区間!$H$51=\"\",\"\",入力区間!$H$51)","v":""},"Ｌ/sec"]
[null,null,"⑤ 動水勾配",null,"=",{"$f":"IF(入力区間!$AE$51=\"\",\"\",入力区間!$AE$51)","v":""},"‰",{"$f":"IF(入力区間!$AD$51=\"\",\"\",IF(入力区間!$AD$51=\"W\",\"（ウエストン公式より）\",\"（Ｈ．ウィリアムス公式より）\"))","v":""}]
[null,null,"⑥ 損失水頭",null,"=","⑤×(②＋③)×安全率"]
[null,null,null,null,"=",{"$f":"IF(F726=\"\",\"\",F726/1000)","v":""},"× (",{"$f":"IF(F723=\"\",\"\",F723)","v":""},"＋",{"$f":"IF(F724=\"\",\"\",F724)","v":""},") ×",{"$f":"IF(入力区間!$AG$10=\"\",\"\",入力区間!$AG$10)","v":1.1000000000000001}]
[null,null,null,null,"=",{"$f":"IF(入力区間!$AG$51=\"\",\"\",入力区間!$AG$51)","v":""},"ｍ"]
[null,null,"⑦ 立上り",null,"=",{"$f":"IF(入力区間!$K$51=\"\",0,ROUND(入力区間!$K$51,2))","v":0},"ｍ"]
[null,null,"⑧ 他損失水頭等",null,"=",{"$f":"IF(入力区間!$AA$51=\"\",0,ROUND(入力区間!$AA$51,2))","v":0},"ｍ",{"$f":"IF(入力区間!$AB$51=\"\",\"\",\"（\"&入力区間!$AB$51&\"）\")","v":""}]
[null,null,"⑨ 区間所要水頭 h41",null,"=","⑥＋⑦＋⑧"]
[null,null,null,null,"=",{"$f":"IF(F729=\"\",\"\",F729)","v":""},"＋",{"$f":"IF(F730=\"\",\"\",F730)","v":0},"＋",{"$f":"IF(F731=\"\",\"\",F731)","v":0}]
[null,null,null,null,"=",{"$f":"IF(入力区間!$D$51=\"\",\"\",入力区間!$D$51)","v":""},"ｍ"]
[null,null,"⑩ 累計所要水頭 H41",null,"=","h41＋H40"]
[null,null,null,null,"=",{"$f":"IF(F734=\"\",\"\",F734)","v":""},"＋",{"$f":"IF(F719=\"\",\"\",F719)","v":""}]
[null,null,null,null,"=",{"$f":"IF(入力区間!$C$51=\"\",\"\",入力区間!$C$51)","v":""},"ｍ"]
[]
[null,"42．区　間",null,{"$f":"IF(入力区間!$G$52=\"\",\"\",入力区間!$G$52)","v":""}]
[null,null,"① 仮定口径",null,"=",{"$f":"IF(入力区間!$I$52=\"\",\"\",入力区間!$I$52)","v":""},"ｍｍ"]
[null,null,"② 管延長",null,"=",{"$f":"IF(入力区間!$J$52=\"\",\"\",入力区間!$J$52)","v":""},"ｍ"]
[null,null,"③ 直管換算長",null,"=",{"$f":"IF(入力区間!$AW$52=\"\",\"\",入力区間!$AW$52)","v":""},"ｍ"]
[null,null,"④ 流量",null,"=",{"$f":"IF(入力区間!$H$52=\"\",\"\",入力区間!$H$52)","v":""},"Ｌ/sec"]
[null,null,"⑤ 動水勾配",null,"=",{"$f":"IF(入力区間!$AE$52=\"\",\"\",入力区間!$AE$52)","v":""},"‰",{"$f":"IF(入力区間!$AD$52=\"\",\"\",IF(入力区間!$AD$52=\"W\",\"（ウエストン公式より）\",\"（Ｈ．ウィリアムス公式より）\"))","v":""}]
[null,null,"⑥ 損失水頭",null,"=","⑤×(②＋③)×安全率"]
[null,null,null,null,"=",{"$f":"IF(F744=\"\",\"\",F744/1000)","v":""},"× (",{"$f":"IF(F741=\"\",\"\",F741)","v":""},"＋",{"$f":"IF(F742=\"\",\"\",F742)","v":""},") ×",{"$f":"IF(入力区間!$AG$10=\"\",\"\",入力区間!$AG$10)","v":1.1000000000000001}]
[null,null,null,null,"=",{"$f":"IF(入力区間!$AG$52=\"\",\"\",入力区間!$AG$52)","v":""},"ｍ"]
[null,null,"⑦ 立上り",null,"=",{"$f":"IF(入力区間!$K$52=\"\",0,ROUND(入力区間!$K$52,2))","v":0},"ｍ"]
[null,null,"⑧ 他損失水頭等",null,"=",{"$f":"IF(入力区間!$AA$52=\"\",0,ROUND(入力区間!$AA$52,2))","v":0},"ｍ",{"$f":"IF(入力区間!$AB$52=\"\",\"\",\"（\"&入力区間!$AB$52&\"）\")","v":""}]
[null,null,"⑨ 区間所要水頭 h42",null,"=","⑥＋⑦＋⑧"]
[null,null,null,null,"=",{"$f":"IF(F747=\"\",\"\",F747)","v":""},"＋",{"$f":"IF(F748=\"\",\"\",F748)","v":0},"＋",{"$f":"IF(F749=\"\",\"\",F749)","v":0}]
[null,null,null,null,"=",{"$f":"IF(入力区間!$D$52=\"\",\"\",入力区間!$D$52)","v":""},"ｍ"]
[null,null,"⑩ 累計所要水頭 H42",null,"=","h42＋H41"]
[null,null,null,null,"=",{"$f":"IF(F752=\"\",\"\",F752)","v":""},"＋",{"$f":"IF(F737=\"\",\"\",F737)","v":""}]
[null,null,null,null,"=",{"$f":"IF(入力区間!$C$52=\"\",\"\",入力区間!$C$52)","v":""},"ｍ"]
[]
[null,"43．区　間",null,{"$f":"IF(入力区間!$G$53=\"\",\"\",入力区間!$G$53)","v":""}]
[null,null,"① 仮定口径",null,"=",{"$f":"IF(入力区間!$I$53=\"\",\"\",入力区間!$I$53)","v":""},"ｍｍ"]
[null,null,"② 管延長",null,"=",{"$f":"IF(入力区間!$J$53=\"\",\"\",入力区間!$J$53)","v":""},"ｍ"]
[null,null,"③ 直管換算長",null,"=",{"$f":"IF(入力区間!$AW$53=\"\",\"\",入力区間!$AW$53)","v":""},"ｍ"]
[null,null,"④ 流量",null,"=",{"$f":"IF(入力区間!$H$53=\"\",\"\",入力区間!$H$53)","v":""},"Ｌ/sec"]
[null,null,"⑤ 動水勾配",null,"=",{"$f":"IF(入力区間!$AE$53=\"\",\"\",入力区間!$AE$53)","v":""},"‰",{"$f":"IF(入力区間!$AD$53=\"\",\"\",IF(入力区間!$AD$53=\"W\",\"（ウエストン公式より）\",\"（Ｈ．ウィリアムス公式より）\"))","v":""}]
[null,null,"⑥ 損失水頭",null,"=","⑤×(②＋③)×安全率"]
[null,null,null,null,"=",{"$f":"IF(F762=\"\",\"\",F762/1000)","v":""},"× (",{"$f":"IF(F759=\"\",\"\",F759)","v":""},"＋",{"$f":"IF(F760=\"\",\"\",F760)","v":""},") ×",{"$f":"IF(入力区間!$AG$10=\"\",\"\",入力区間!$AG$10)","v":1.1000000000000001}]
[null,null,null,null,"=",{"$f":"IF(入力区間!$AG$53=\"\",\"\",入力区間!$AG$53)","v":""},"ｍ"]
[null,null,"⑦ 立上り",null,"=",{"$f":"IF(入力区間!$K$53=\"\",0,ROUND(入力区間!$K$53,2))","v":0},"ｍ"]
[null,null,"⑧ 他損失水頭等",null,"=",{"$f":"IF(入力区間!$AA$53=\"\",0,ROUND(入力区間!$AA$53,2))","v":0},"ｍ",{"$f":"IF(入力区間!$AB$53=\"\",\"\",\"（\"&入力区間!$AB$53&\"）\")","v":""}]
[null,null,"⑨ 区間所要水頭 h43",null,"=","⑥＋⑦＋⑧"]
[null,null,null,null,"=",{"$f":"IF(F765=\"\",\"\",F765)","v":""},"＋",{"$f":"IF(F766=\"\",\"\",F766)","v":0},"＋",{"$f":"IF(F767=\"\",\"\",F767)","v":0}]
[null,null,null,null,"=",{"$f":"IF(入力区間!$D$53=\"\",\"\",入力区間!$D$53)","v":""},"ｍ"]
[null,null,"⑩ 累計所要水頭 H43",null,"=","h43＋H42"]
[null,null,null,null,"=",{"$f":"IF(F770=\"\",\"\",F770)","v":""},"＋",{"$f":"IF(F755=\"\",\"\",F755)","v":""}]
[null,null,null,null,"=",{"$f":"IF(入力区間!$C$53=\"\",\"\",入力区間!$C$53)","v":""},"ｍ"]
[]
[null,"44．区　間",null,{"$f":"IF(入力区間!$G$54=\"\",\"\",入力区間!$G$54)","v":""}]
[null,null,"① 仮定口径",null,"=",{"$f":"IF(入力区間!$I$54=\"\",\"\",入力区間!$I$54)","v":""},"ｍｍ"]
[null,null,"② 管延長",null,"=",{"$f":"IF(入力区間!$J$54=\"\",\"\",入力区間!$J$54)","v":""},"ｍ"]
[null,null,"③ 直管換算長",null,"=",{"$f":"IF(入力区間!$AW$54=\"\",\"\",入力区間!$AW$54)","v":""},"ｍ"]
[null,null,"④ 流量",null,"=",{"$f":"IF(入力区間!$H$54=\"\",\"\",入力区間!$H$54)","v":""},"Ｌ/sec"]
[null,null,"⑤ 動水勾配",null,"=",{"$f":"IF(入力区間!$AE$54=\"\",\"\",入力区間!$AE$54)","v":""},"‰",{"$f":"IF(入力区間!$AD$54=\"\",\"\",IF(入力区間!$AD$54=\"W\",\"（ウエストン公式より）\",\"（Ｈ．ウィリアムス公式より）\"))","v":""}]
[null,null,"⑥ 損失水頭",null,"=","⑤×(②＋③)×安全率"]
[null,null,null,null,"=",{"$f":"IF(F780=\"\",\"\",F780/1000)","v":""},"× (",{"$f":"IF(F777=\"\",\"\",F777)","v":""},"＋",{"$f":"IF(F778=\"\",\"\",F778)","v":""},") ×",{"$f":"IF(入力区間!$AG$10=\"\",\"\",入力区間!$AG$10)","v":1.1000000000000001}]
[null,null,null,null,"=",{"$f":"IF(入力区間!$AG$54=\"\",\"\",入力区間!$AG$54)","v":""},"ｍ"]
[null,null,"⑦ 立上り",null,"=",{"$f":"IF(入力区間!$K$54=\"\",0,ROUND(入力区間!$K$54,2))","v":0},"ｍ"]
[null,null,"⑧ 他損失水頭等",null,"=",{"$f":"IF(入力区間!$AA$54=\"\",0,ROUND(入力区間!$AA$54,2))","v":0},"ｍ",{"$f":"IF(入力区間!$AB$54=\"\",\"\",\"（\"&入力区間!$AB$54&\"）\")","v":""}]
[null,null,"⑨ 区間所要水頭 h44",null,"=","⑥＋⑦＋⑧"]
[null,null,null,null,"=",{"$f":"IF(F783=\"\",\"\",F783)","v":""},"＋",{"$f":"IF(F784=\"\",\"\",F784)","v":0},"＋",{"$f":"IF(F785=\"\",\"\",F785)","v":0}]
[null,null,null,null,"=",{"$f":"IF(入力区間!$D$54=\"\",\"\",入力区間!$D$54)","v":""},"ｍ"]
[null,null,"⑩ 累計所要水頭 H44",null,"=","h44＋H43"]
[null,null,null,null,"=",{"$f":"IF(F788=\"\",\"\",F788)","v":""},"＋",{"$f":"IF(F773=\"\",\"\",F773)","v":""}]
[null,null,null,null,"=",{"$f":"IF(入力区間!$C$54=\"\",\"\",入力区間!$C$54)","v":""},"ｍ"]
[]
[null,"45．区　間",null,{"$f":"IF(入力区間!$G$55=\"\",\"\",入力区間!$G$55)","v":""}]
[null,null,"① 仮定口径",null,"=",{"$f":"IF(入力区間!$I$55=\"\",\"\",入力区間!$I$55)","v":""},"ｍｍ"]
[null,null,"② 管延長",null,"=",{"$f":"IF(入力区間!$J$55=\"\",\"\",入力区間!$J$55)","v":""},"ｍ"]
[null,null,"③ 直管換算長",null,"=",{"$f":"IF(入力区間!$AW$55=\"\",\"\",入力区間!$AW$55)","v":""},"ｍ"]
[null,null,"④ 流量",null,"=",{"$f":"IF(入力区間!$H$55=\"\",\"\",入力区間!$H$55)","v":""},"Ｌ/sec"]
[null,null,"⑤ 動水勾配",null,"=",{"$f":"IF(入力区間!$AE$55=\"\",\"\",入力区間!$AE$55)","v":""},"‰",{"$f":"IF(入力区間!$AD$55=\"\",\"\",IF(入力区間!$AD$55=\"W\",\"（ウエストン公式より）\",\"（Ｈ．ウィリアムス公式より）\"))","v":""}]
[null,null,"⑥ 損失水頭",null,"=","⑤×(②＋③)×安全率"]
[null,null,null,null,"=",{"$f":"IF(F798=\"\",\"\",F798/1000)","v":""},"× (",{"$f":"IF(F795=\"\",\"\",F795)","v":""},"＋",{"$f":"IF(F796=\"\",\"\",F796)","v":""},") ×",{"$f":"IF(入力区間!$AG$10=\"\",\"\",入力区間!$AG$10)","v":1.1000000000000001}]
[null,null,null,null,"=",{"$f":"IF(入力区間!$AG$55=\"\",\"\",入力区間!$AG$55)","v":""},"ｍ"]
[null,null,"⑦ 立上り",null,"=",{"$f":"IF(入力区間!$K$55=\"\",0,ROUND(入力区間!$K$55,2))","v":0},"ｍ"]
[null,null,"⑧ 他損失水頭等",null,"=",{"$f":"IF(入力区間!$AA$55=\"\",0,ROUND(入力区間!$AA$55,2))","v":0},"ｍ",{"$f":"IF(入力区間!$AB$55=\"\",\"\",\"（\"&入力区間!$AB$55&\"）\")","v":""}]
[null,null,"⑨ 区間所要水頭 h45",null,"=","⑥＋⑦＋⑧"]
[null,null,null,null,"=",{"$f":"IF(F801=\"\",\"\",F801)","v":""},"＋",{"$f":"IF(F802=\"\",\"\",F802)","v":0},"＋",{"$f":"IF(F803=\"\",\"\",F803)","v":0}]
[null,null,null,null,"=",{"$f":"IF(入力区間!$D$55=\"\",\"\",入力区間!$D$55)","v":""},"ｍ"]
[null,null,"⑩ 累計所要水頭 H45",null,"=","h45＋H44"]
[null,null,null,null,"=",{"$f":"IF(F806=\"\",\"\",F806)","v":""},"＋",{"$f":"IF(F791=\"\",\"\",F791)","v":""}]
[null,null,null,null,"=",{"$f":"IF(入力区間!$C$55=\"\",\"\",入力区間!$C$55)","v":""},"ｍ"]
[]
[null,"46．区　間",null,{"$f":"IF(入力区間!$G$56=\"\",\"\",入力区間!$G$56)","v":""}]
[null,null,"① 仮定口径",null,"=",{"$f":"IF(入力区間!$I$56=\"\",\"\",入力区間!$I$56)","v":""},"ｍｍ"]
[null,null,"② 管延長",null,"=",{"$f":"IF(入力区間!$J$56=\"\",\"\",入力区間!$J$56)","v":""},"ｍ"]
[null,null,"③ 直管換算長",null,"=",{"$f":"IF(入力区間!$AW$56=\"\",\"\",入力区間!$AW$56)","v":""},"ｍ"]
[null,null,"④ 流量",null,"=",{"$f":"IF(入力区間!$H$56=\"\",\"\",入力区間!$H$56)","v":""},"Ｌ/sec"]
[null,null,"⑤ 動水勾配",null,"=",{"$f":"IF(入力区間!$AE$56=\"\",\"\",入力区間!$AE$56)","v":""},"‰",{"$f":"IF(入力区間!$AD$56=\"\",\"\",IF(入力区間!$AD$56=\"W\",\"（ウエストン公式より）\",\"（Ｈ．ウィリアムス公式より）\"))","v":""}]
[null,null,"⑥ 損失水頭",null,"=","⑤×(②＋③)×安全率"]
[null,null,null,null,"=",{"$f":"IF(F816=\"\",\"\",F816/1000)","v":""},"× (",{"$f":"IF(F813=\"\",\"\",F813)","v":""},"＋",{"$f":"IF(F814=\"\",\"\",F814)","v":""},") ×",{"$f":"IF(入力区間!$AG$10=\"\",\"\",入力区間!$AG$10)","v":1.1000000000000001}]
[null,null,null,null,"=",{"$f":"IF(入力区間!$AG$56=\"\",\"\",入力区間!$AG$56)","v":""},"ｍ"]
[null,null,"⑦ 立上り",null,"=",{"$f":"IF(入力区間!$K$56=\"\",0,ROUND(入力区間!$K$56,2))","v":0},"ｍ"]
[null,null,"⑧ 他損失水頭等",null,"=",{"$f":"IF(入力区間!$AA$56=\"\",0,ROUND(入力区間!$AA$56,2))","v":0},"ｍ",{"$f":"IF(入力区間!$AB$56=\"\",\"\",\"（\"&入力区間!$AB$56&\"）\")","v":""}]
[null,null,"⑨ 区間所要水頭 h46",null,"=","⑥＋⑦＋⑧"]
[null,null,null,null,"=",{"$f":"IF(F819=\"\",\"\",F819)","v":""},"＋",{"$f":"IF(F820=\"\",\"\",F820)","v":0},"＋",{"$f":"IF(F821=\"\",\"\",F821)","v":0}]
[null,null,null,null,"=",{"$f":"IF(入力区間!$D$56=\"\",\"\",入力区間!$D$56)","v":""},"ｍ"]
[null,null,"⑩ 累計所要水頭 H46",null,"=","h46＋H45"]
[null,null,null,null,"=",{"$f":"IF(F824=\"\",\"\",F824)","v":""},"＋",{"$f":"IF(F809=\"\",\"\",F809)","v":""}]
[null,null,null,null,"=",{"$f":"IF(入力区間!$C$56=\"\",\"\",入力区間!$C$56)","v":""},"ｍ"]
[]
[null,"47．区　間",null,{"$f":"IF(入力区間!$G$57=\"\",\"\",入力区間!$G$57)","v":""}]
[null,null,"① 仮定口径",null,"=",{"$f":"IF(入力区間!$I$57=\"\",\"\",入力区間!$I$57)","v":""},"ｍｍ"]
[null,null,"② 管延長",null,"=",{"$f":"IF(入力区間!$J$57=\"\",\"\",入力区間!$J$57)","v":""},"ｍ"]
[null,null,"③ 直管換算長",null,"=",{"$f":"IF(入力区間!$AW$57=\"\",\"\",入力区間!$AW$57)","v":""},"ｍ"]
[null,null,"④ 流量",null,"=",{"$f":"IF(入力区間!$H$57=\"\",\"\",入力区間!$H$57)","v":""},"Ｌ/sec"]
[null,null,"⑤ 動水勾配",null,"=",{"$f":"IF(入力区間!$AE$57=\"\",\"\",入力区間!$AE$57)","v":""},"‰",{"$f":"IF(入力区間!$AD$57=\"\",\"\",IF(入力区間!$AD$57=\"W\",\"（ウエストン公式より）\",\"（Ｈ．ウィリアムス公式より）\"))","v":""}]
[null,null,"⑥ 損失水頭",null,"=","⑤×(②＋③)×安全率"]
[null,null,null,null,"=",{"$f":"IF(F834=\"\",\"\",F834/1000)","v":""},"× (",{"$f":"IF(F831=\"\",\"\",F831)","v":""},"＋",{"$f":"IF(F832=\"\",\"\",F832)","v":""},") ×",{"$f":"IF(入力区間!$AG$10=\"\",\"\",入力区間!$AG$10)","v":1.1000000000000001}]
[null,null,null,null,"=",{"$f":"IF(入力区間!$AG$57=\"\",\"\",入力区間!$AG$57)","v":""},"ｍ"]
[null,null,"⑦ 立上り",null,"=",{"$f":"IF(入力区間!$K$57=\"\",0,ROUND(入力区間!$K$57,2))","v":0},"ｍ"]
[null,null,"⑧ 他損失水頭等",null,"=",{"$f":"IF(入力区間!$AA$57=\"\",0,ROUND(入力区間!$AA$57,2))","v":0},"ｍ",{"$f":"IF(入力区間!$AB$57=\"\",\"\",\"（\"&入力区間!$AB$57&\"）\")","v":""}]
[null,null,"⑨ 区間所要水頭 h47",null,"=","⑥＋⑦＋⑧"]
[null,null,null,null,"=",{"$f":"IF(F837=\"\",\"\",F837)","v":""},"＋",{"$f":"IF(F838=\"\",\"\",F838)","v":0},"＋",{"$f":"IF(F839=\"\",\"\",F839)","v":0}]
[null,null,null,null,"=",{"$f":"IF(入力区間!$D$57=\"\",\"\",入力区間!$D$57)","v":""},"ｍ"]
[null,null,"⑩ 累計所要水頭 H47",null,"=","h47＋H46"]
[null,null,null,null,"=",{"$f":"IF(F842=\"\",\"\",F842)","v":""},"＋",{"$f":"IF(F827=\"\",\"\",F827)","v":""}]
[null,null,null,null,"=",{"$f":"IF(入力区間!$C$57=\"\",\"\",入力区間!$C$57)","v":""},"ｍ"]
[]
[null,"48．区　間",null,{"$f":"IF(入力区間!$G$58=\"\",\"\",入力区間!$G$58)","v":""}]
[null,null,"① 仮定口径",null,"=",{"$f":"IF(入力区間!$I$58=\"\",\"\",入力区間!$I$58)","v":""},"ｍｍ"]
[null,null,"② 管延長",null,"=",{"$f":"IF(入力区間!$J$58=\"\",\"\",入力区間!$J$58)","v":""},"ｍ"]
[null,null,"③ 直管換算長",null,"=",{"$f":"IF(入力区間!$AW$58=\"\",\"\",入力区間!$AW$58)","v":""},"ｍ"]
[null,null,"④ 流量",null,"=",{"$f":"IF(入力区間!$H$58=\"\",\"\",入力区間!$H$58)","v":""},"Ｌ/sec"]
[null,null,"⑤ 動水勾配",null,"=",{"$f":"IF(入力区間!$AE$58=\"\",\"\",入力区間!$AE$58)","v":""},"‰",{"$f":"IF(入力区間!$AD$58=\"\",\"\",IF(入力区間!$AD$58=\"W\",\"（ウエストン公式より）\",\"（Ｈ．ウィリアムス公式より）\"))","v":""}]
[null,null,"⑥ 損失水頭",null,"=","⑤×(②＋③)×安全率"]
[null,null,null,null,"=",{"$f":"IF(F852=\"\",\"\",F852/1000)","v":""},"× (",{"$f":"IF(F849=\"\",\"\",F849)","v":""},"＋",{"$f":"IF(F850=\"\",\"\",F850)","v":""},") ×",{"$f":"IF(入力区間!$AG$10=\"\",\"\",入力区間!$AG$10)","v":1.1000000000000001}]
[null,null,null,null,"=",{"$f":"IF(入力区間!$AG$58=\"\",\"\",入力区間!$AG$58)","v":""},"ｍ"]
[null,null,"⑦ 立上り",null,"=",{"$f":"IF(入力区間!$K$58=\"\",0,ROUND(入力区間!$K$58,2))","v":0},"ｍ"]
[null,null,"⑧ 他損失水頭等",null,"=",{"$f":"IF(入力区間!$AA$58=\"\",0,ROUND(入力区間!$AA$58,2))","v":0},"ｍ",{"$f":"IF(入力区間!$AB$58=\"\",\"\",\"（\"&入力区間!$AB$58&\"）\")","v":""}]
[null,null,"⑨ 区間所要水頭 h48",null,"=","⑥＋⑦＋⑧"]
[null,null,null,null,"=",{"$f":"IF(F855=\"\",\"\",F855)","v":""},"＋",{"$f":"IF(F856=\"\",\"\",F856)","v":0},"＋",{"$f":"IF(F857=\"\",\"\",F857)","v":0}]
[null,null,null,null,"=",{"$f":"IF(入力区間!$D$58=\"\",\"\",入力区間!$D$58)","v":""},"ｍ"]
[null,null,"⑩ 累計所要水頭 H48",null,"=","h48＋H47"]
[null,null,null,null,"=",{"$f":"IF(F860=\"\",\"\",F860)","v":""},"＋",{"$f":"IF(F845=\"\",\"\",F845)","v":""}]
[null,null,null,null,"=",{"$f":"IF(入力区間!$C$58=\"\",\"\",入力区間!$C$58)","v":""},"ｍ"]
[]
[null,"49．区　間",null,{"$f":"IF(入力区間!$G$59=\"\",\"\",入力区間!$G$59)","v":""}]
[null,null,"① 仮定口径",null,"=",{"$f":"IF(入力区間!$I$59=\"\",\"\",入力区間!$I$59)","v":""},"ｍｍ"]
[null,null,"② 管延長",null,"=",{"$f":"IF(入力区間!$J$59=\"\",\"\",入力区間!$J$59)","v":""},"ｍ"]
[null,null,"③ 直管換算長",null,"=",{"$f":"IF(入力区間!$AW$59=\"\",\"\",入力区間!$AW$59)","v":""},"ｍ"]
[null,null,"④ 流量",null,"=",{"$f":"IF(入力区間!$H$59=\"\",\"\",入力区間!$H$59)","v":""},"Ｌ/sec"]
[null,null,"⑤ 動水勾配",null,"=",{"$f":"IF(入力区間!$AE$59=\"\",\"\",入力区間!$AE$59)","v":""},"‰",{"$f":"IF(入力区間!$AD$59=\"\",\"\",IF(入力区間!$AD$59=\"W\",\"（ウエストン公式より）\",\"（Ｈ．ウィリアムス公式より）\"))","v":""}]
[null,null,"⑥ 損失水頭",null,"=","⑤×(②＋③)×安全率"]
[null,null,null,null,"=",{"$f":"IF(F870=\"\",\"\",F870/1000)","v":""},"× (",{"$f":"IF(F867=\"\",\"\",F867)","v":""},"＋",{"$f":"IF(F868=\"\",\"\",F868)","v":""},") ×",{"$f":"IF(入力区間!$AG$10=\"\",\"\",入力区間!$AG$10)","v":1.1000000000000001}]
[null,null,null,null,"=",{"$f":"IF(入力区間!$AG$59=\"\",\"\",入力区間!$AG$59)","v":""},"ｍ"]
[null,null,"⑦ 立上り",null,"=",{"$f":"IF(入力区間!$K$59=\"\",0,ROUND(入力区間!$K$59,2))","v":0},"ｍ"]
[null,null,"⑧ 他損失水頭等",null,"=",{"$f":"IF(入力区間!$AA$59=\"\",0,ROUND(入力区間!$AA$59,2))","v":0},"ｍ",{"$f":"IF(入力区間!$AB$59=\"\",\"\",\"（\"&入力区間!$AB$59&\"）\")","v":""}]
[null,null,"⑨ 区間所要水頭 h49",null,"=","⑥＋⑦＋⑧"]
[null,null,null,null,"=",{"$f":"IF(F873=\"\",\"\",F873)","v":""},"＋",{"$f":"IF(F874=\"\",\"\",F874)","v":0},"＋",{"$f":"IF(F875=\"\",\"\",F875)","v":0}]
[null,null,null,null,"=",{"$f":"IF(入力区間!$D$59=\"\",\"\",入力区間!$D$59)","v":""},"ｍ"]
[null,null,"⑩ 累計所要水頭 H49",null,"=","h49＋H48"]
[null,null,null,null,"=",{"$f":"IF(F878=\"\",\"\",F878)","v":""},"＋",{"$f":"IF(F863=\"\",\"\",F863)","v":""}]
[null,null,null,null,"=",{"$f":"IF(入力区間!$C$59=\"\",\"\",入力区間!$C$59)","v":""},"ｍ"]
[]
[null,"50．区　間",null,{"$f":"IF(入力区間!$G$60=\"\",\"\",入力区間!$G$60)","v":""}]
[null,null,"① 仮定口径",null,"=",{"$f":"IF(入力区間!$I$60=\"\",\"\",入力区間!$I$60)","v":""},"ｍｍ"]
[null,null,"② 管延長",null,"=",{"$f":"IF(入力区間!$J$60=\"\",\"\",入力区間!$J$60)","v":""},"ｍ"]
[null,null,"③ 直管換算長",null,"=",{"$f":"IF(入力区間!$AW$60=\"\",\"\",入力区間!$AW$60)","v":""},"ｍ"]
[null,null,"④ 流量",null,"=",{"$f":"IF(入力区間!$H$60=\"\",\"\",入力区間!$H$60)","v":""},"Ｌ/sec"]
[null,null,"⑤ 動水勾配",null,"=",{"$f":"IF(入力区間!$AE$60=\"\",\"\",入力区間!$AE$60)","v":""},"‰",{"$f":"IF(入力区間!$AD$60=\"\",\"\",IF(入力区間!$AD$60=\"W\",\"（ウエストン公式より）\",\"（Ｈ．ウィリアムス公式より）\"))","v":""}]
[null,null,"⑥ 損失水頭",null,"=","⑤×(②＋③)×安全率"]
[null,null,null,null,"=",{"$f":"IF(F888=\"\",\"\",F888/1000)","v":""},"× (",{"$f":"IF(F885=\"\",\"\",F885)","v":""},"＋",{"$f":"IF(F886=\"\",\"\",F886)","v":""},") ×",{"$f":"IF(入力区間!$AG$10=\"\",\"\",入力区間!$AG$10)","v":1.1000000000000001}]
[null,null,null,null,"=",{"$f":"IF(入力区間!$AG$60=\"\",\"\",入力区間!$AG$60)","v":""},"ｍ"]
[null,null,"⑦ 立上り",null,"=",{"$f":"IF(入力区間!$K$60=\"\",0,ROUND(入力区間!$K$60,2))","v":0},"ｍ"]
[null,null,"⑧ 他損失水頭等",null,"=",{"$f":"IF(入力区間!$AA$60=\"\",0,ROUND(入力区間!$AA$60,2))","v":0},"ｍ",{"$f":"IF(入力区間!$AB$60=\"\",\"\",\"（\"&入力区間!$AB$60&\"）\")","v":""}]
[null,null,"⑨ 区間所要水頭 h50",null,"=","⑥＋⑦＋⑧"]
[null,null,null,null,"=",{"$f":"IF(F891=\"\",\"\",F891)","v":""},"＋",{"$f":"IF(F892=\"\",\"\",F892)","v":0},"＋",{"$f":"IF(F893=\"\",\"\",F893)","v":0}]
[null,null,null,null,"=",{"$f":"IF(入力区間!$D$60=\"\",\"\",入力区間!$D$60)","v":""},"ｍ"]
[null,null,"⑩ 累計所要水頭 H50",null,"=","h50＋H49"]
[null,null,null,null,"=",{"$f":"IF(F896=\"\",\"\",F896)","v":""},"＋",{"$f":"IF(F881=\"\",\"\",F881)","v":""}]
[null,null,null,null,"=",{"$f":"IF(入力区間!$C$60=\"\",\"\",入力区間!$C$60)","v":""},"ｍ"]

{"sheet":"3判定","index":35,"n_rows":74,"n_cols":10,"rows_kept":74,"cut":false,"hidden":true,"merged":[[20,2,20,3],[6,2,6,3],[6,5,6,6],[9,2,9,3],[17,2,17,3],[17,5,17,6],[53,8,53,9],[58,2,58,3],[61,2,61,3],[61,5,61,6],[29,2,29,3],[29,5,29,6],[32,2,32,3],[42,2,42,3],[42,5,42,6],[45,2,45,3],[66,2,66,4],[67,3,67,4],[70,2,70,3],[70,5,70,6],[50,2,50,3],[53,2,53,3],[53,5,53,6]]}
[null,"結果の判定"]
[]
[null,"●配水管の最小動水圧（設計水圧）との比較"]
[]
[null,null,"累計所要水頭",null,{"$f":"IF(入力区間!$F$10=0,\"\",OFFSET(入力区間!$C$10,入力区間!$F$10,0,1,1))","v":15.34},"m"]
[]
[null,null,"給水装置所要水頭",null,"比較","配水管の水頭"]
[null,null,{"$f":"E5","v":15.34},"m",{"$f":"IF(OR(C8=\"\",F8=\"\"),\"\",IF(C8<F8,\"<\",IF(C8>F8,\">\",\"=\")))","v":""},{"$f":"IF(OR(入力5!$B$9<>\"水頭（m）\",入力5!$C$9=\"\"),\"\",入力5!$C$9)","v":""},"m"]
[]
[null,null,"残水頭"]
[null,null,{"$f":"IF(OR(C8=\"\",F8=\"\"),\"\",F8-C8)","v":""},"m"]
[]
[null,"●配水管の最小動水圧（設計水圧）との比較"]
[]
[null,null,"累計所要水頭",null,{"$f":"IF(入力区間!$F$10=0,\"\",OFFSET(入力区間!$C$10,入力区間!$F$10,0,1,1))","v":15.34},"m"]
[null,null,null,"= ",{"$f":"IF(入力区間!$F$10=0,\"\",OFFSET(入力区間!$B$10,入力区間!$F$10,0,1,1))","v":0.15},"MPa"]
[]
[null,null,"給水装置の必要圧",null,"比較","配水管の水圧"]
[null,null,{"$f":"E16","v":0.15},"MPa",{"$f":"IF(OR(C19=\"\",F19=\"\"),\"\",IF(C19<F19,\"<\",IF(C19>F19,\">\",\"=\")))","v":">"},{"$f":"IF(OR(入力5!$B$9=\"水頭（m）\",入力5!$C$9=\"\"),\"\",入力5!$C$9)","v":0.14699999999999999},"MPa"]
[]
[null,null,"残圧"]
[null,null,{"$f":"IF(OR(C19=\"\",F19=\"\"),\"\",F19-C19)","v":-3.0000000000000027E-3},"MPa"]
[]
[null,"●配水管の最小動水圧（設計水圧）との比較"]
[]
[null,null,"累計所要水頭",null,{"$f":"IF(入力区間!$F$10=0,\"\",OFFSET(入力区間!$C$10,入力区間!$F$10,0,1,1))","v":15.34},"m"]
[null,null,"給水用具の所要水頭",null,{"$f":"IF(OR(入力5!$B$9<>\"水頭（m）\",入力6!$B$29<>\"区間計算後に比較\",入力6!$C$29=\"\"),\"\",入力6!$C$29)","v":""},"m"]
[null,null,"合計",null,{"$f":"IF(OR(E26=\"\",E27=\"\"),\"\",E26+E27)","v":""},"m"]
[]
[null,null,"給水装置所要水頭",null,"比較","配水管の水頭"]
[null,null,{"$f":"E28","v":""},"m",{"$f":"IF(OR(C31=\"\",F31=\"\"),\"\",IF(C31<F31,\"<\",IF(C31>F31,\">\",\"=\")))","v":""},{"$f":"IF(OR(入力5!$B$9<>\"水頭（m）\",入力5!$C$9=\"\"),\"\",入力5!$C$9)","v":""},"m"]
[]
[null,null,"残水頭"]
[null,null,{"$f":"IF(OR(C31=\"\",F31=\"\"),\"\",F31-C31)","v":""},"m"]
[]
[null,"●配水管の最小動水圧（設計水圧）との比較"]
[]
[null,null,"累計所要水頭",null,{"$f":"IF(入力区間!$F$10=0,\"\",OFFSET(入力区間!$C$10,入力区間!$F$10,0,1,1))","v":15.34},"m"]
[null,null,null,"= ",{"$f":"IF(入力区間!$F$10=0,\"\",OFFSET(入力区間!$B$10,入力区間!$F$10,0,1,1))","v":0.15},"MPa"]
[null,null,"給水用具の必要圧力",null,{"$f":"IF(OR(入力5!$B$9=\"水頭（m）\",入力6!$B$29<>\"区間計算後に比較\",入力6!$C$29=\"\"),\"\",入力6!$C$29)","v":0.03},"MPa"]
[null,null,"合計",null,{"$f":"IF(OR(E39=\"\",E40=\"\"),\"\",E39+E40)","v":0.18},"MPa"]
[]
[null,null,"給水装置の必要圧",null,"比較","配水管の水圧"]
[null,null,{"$f":"E41","v":0.18},"MPa",{"$f":"IF(OR(C44=\"\",F44=\"\"),\"\",IF(C44<F44,\"<\",IF(C44>F44,\">\",\"=\")))","v":">"},{"$f":"IF(OR(入力5!$B$9=\"水頭（m）\",入力5!$C$9=\"\"),\"\",入力5!$C$9)","v":0.14699999999999999},"MPa"]
[]
[null,null,"残圧"]
[null,null,{"$f":"IF(OR(C44=\"\",F44=\"\"),\"\",F44-C44)","v":-3.3000000000000002E-2},"MPa"]
[]
[null,"●量水器の適正使用範囲との比較"]
[]
[null,null,"量水器口径"]
[null,null,{"$f":"IF(OR(入力8!$B$22<>\"上限と下限を比較\",入力8!$E$22=\"\"),\"\",入力8!$E$22)","v":25},"mm"]
[]
[null,null,"流量下限",null,"比較","同時使用水量",null,"比較","流量上限"]
[null,null,{"$f":"IF(入力8!$B$22<>\"上限と下限を比較\",\"\",入力8!B27)","v":0.06},{"$f":"IF(入力8!$B$22<>\"上限と下限を比較\",\"\",入力8!C27)","v":"L/sec"},{"$f":"IF(入力8!$B$22<>\"上限と下限を比較\",\"\",入力8!D27)","v":"<"},{"$f":"IF(入力8!$B$22<>\"上限と下限を比較\",\"\",入力8!E27)","v":0.53},{"$f":"IF(入力8!$B$22<>\"上限と下限を比較\",\"\",入力8!F27)","v":"L/sec"},{"$f":"IF(入力8!$B$22<>\"上限と下限を比較\",\"\",入力8!G27)","v":"<"},{"$f":"IF(入力8!$B$22<>\"上限と下限を比較\",\"\",入力8!H27)","v":0.69},{"$f":"IF(入力8!$B$22<>\"上限と下限を比較\",\"\",入力8!I27)","v":"L/sec"}]
[]
[null,"●量水器の適正使用範囲との比較"]
[]
[null,null,"量水器口径"]
[null,null,{"$f":"IF(OR(入力8!$B$22<>\"上限のみ比較\",入力8!$E$22=\"\"),\"\",入力8!$E$22)","v":""},"mm"]
[]
[null,null,"同時使用水量",null,"比較","流量上限"]
[null,null,{"$f":"IF(入力8!$B$22<>\"上限のみ比較\",\"\",入力8!E27)","v":""},{"$f":"IF(入力8!$B$22<>\"上限のみ比較\",\"\",入力8!F27)","v":""},{"$f":"IF(入力8!$B$22<>\"上限のみ比較\",\"\",入力8!G27)","v":""},{"$f":"IF(入力8!$B$22<>\"上限のみ比較\",\"\",入力8!H27)","v":""},{"$f":"IF(入力8!$B$22<>\"上限のみ比較\",\"\",入力8!I27)","v":""}]
[]
[null,"●流速の比較"]
[]
[null,null,"流速の最大値"]
[null,null,"区間",{"$f":"IF(D69=\"\",\"\",VLOOKUP(D69,入力区間!$E$11:$G$60,3,FALSE))","v":"D-E"}]
[null,null,"流速",{"$f":"IF(入力区間!$F$10=0,\"\",MAX(OFFSET(入力区間!$E$11,0,0,入力区間!$F$10,1)))","v":1.69},"m/sec"]
[]
[null,null,"流速の最大値",null,"比較","流速上限"]
[null,null,{"$f":"D69","v":1.69},"m/sec",{"$f":"IF(OR(C72=\"\",F72=\"\"),\"\",IF(C72<F72,\"<\",IF(C72>F72,\">\",\"=\")))","v":"<"},{"$f":"IF(OR(入力9!$B$15<>\"記載する\",入力9!$C$15=\"\"),\"\",入力9!$C$15)","v":2},"m/sec"]
[]
[null,"以上の結果より、仮定通りの給水管口径とする。"]

{"sheet":"4損失水頭計算表損失無","index":36,"n_rows":66,"n_cols":13,"rows_kept":66,"cut":false,"hidden":true,"merged":[[63,1,63,3],[2,1,3,1],[2,2,3,2],[29,1,29,3],[35,1,36,1],[35,2,36,2]]}
[null,{"$f":"IF(入力区間!$F$10<26,\"損失水頭計算表 \",\"損失水頭計算表 ( 1 / 2 )\")","v":"損失水頭計算表 "}]
[]
[null,"区間数","区間名","口径","管延長","直管\n換算長","管長計","流量","流速","動水勾配",{"$f":"IF(入力7!$B$15=\"設定する\",\"損失水頭\n（※1）\",\"損失水頭\")","v":"損失水頭\n（※1）"},"立上り","所要水頭"]
[null,null,null,"mm","m","m","m","L/sec","m/sec","‰","m","m","m"]
[null,{"$f":"IF(入力区間!F11=\"\",\"\",入力区間!F11)","v":1},{"$f":"IF(入力区間!G11=\"\",\"\",入力区間!G11)","v":"A-B"},{"$f":"IF(入力区間!I11=\"\",\"\",入力区間!I11)","v":13},{"$f":"IF(D5=\"\",\"\",入力区間!J11)","v":1.8},{"$f":"入力区間!AW11","v":3},{"$f":"IF(F5=\"\",\"\",E5+F5)","v":4.8},{"$f":"IF(入力区間!H11=\"\",\"\",入力区間!H11)","v":0.2},{"$f":"入力区間!E11","v":1.51},{"$f":"入力区間!AE11","v":229},{"$f":"入力区間!AG11","v":1.21},{"$f":"IF(D5=\"\",\"\",ROUND(入力区間!K11,2))","v":1.5},{"$f":"IF(入力区間!$AA$8=\"この項目を水理計算書に記載する\",\"\",入力区間!D11)","v":2.71}]
[null,{"$f":"IF(入力区間!F12=\"\",\"\",入力区間!F12)","v":2},{"$f":"IF(入力区間!G12=\"\",\"\",入力区間!G12)","v":"B-C"},{"$f":"IF(入力区間!I12=\"\",\"\",入力区間!I12)","v":20},{"$f":"IF(D6=\"\",\"\",入力区間!J12)","v":3.5},{"$f":"入力区間!AW12","v":0},3.5,{"$f":"IF(入力区間!H12=\"\",\"\",入力区間!H12)","v":0.2},{"$f":"入力区間!E12","v":0.64},{"$f":"入力区間!AE12","v":33},{"$f":"入力区間!AG12","v":0.13},{"$f":"IF(D6=\"\",\"\",ROUND(入力区間!K12,2))","v":0},{"$f":"IF(入力区間!$AA$8=\"この項目を水理計算書に記載する\",\"\",入力区間!D12)","v":0.13}]
[null,{"$f":"IF(入力区間!F13=\"\",\"\",入力区間!F13)","v":3},{"$f":"IF(入力区間!G13=\"\",\"\",入力区間!G13)","v":"C-D"},{"$f":"IF(入力区間!I13=\"\",\"\",入力区間!I13)","v":20},{"$f":"IF(D7=\"\",\"\",入力区間!J13)","v":13},{"$f":"入力区間!AW13","v":0.15},13.15,{"$f":"IF(入力区間!H13=\"\",\"\",入力区間!H13)","v":0.33},{"$f":"入力区間!E13","v":1.05},{"$f":"入力区間!AE13","v":78},{"$f":"入力区間!AG13","v":1.1299999999999999},{"$f":"IF(D7=\"\",\"\",ROUND(入力区間!K13,2))","v":7},{"$f":"IF(入力区間!$AA$8=\"この項目を水理計算書に記載する\",\"\",入力区間!D13)","v":8.129999999999999}]
[null,{"$f":"IF(入力区間!F14=\"\",\"\",入力区間!F14)","v":4},{"$f":"IF(入力区間!G14=\"\",\"\",入力区間!G14)","v":"D-E"},{"$f":"IF(入力区間!I14=\"\",\"\",入力区間!I14)","v":20},{"$f":"IF(D8=\"\",\"\",入力区間!J14)","v":5.5},{"$f":"入力区間!AW14","v":11.05},16.55,{"$f":"IF(入力区間!H14=\"\",\"\",入力区間!H14)","v":0.53},{"$f":"入力区間!E14","v":1.69},{"$f":"入力区間!AE14","v":177},{"$f":"入力区間!AG14","v":3.22},{"$f":"IF(D8=\"\",\"\",ROUND(入力区間!K14,2))","v":0},{"$f":"IF(入力区間!$AA$8=\"この項目を水理計算書に記載する\",\"\",入力区間!D14)","v":3.22}]
[null,{"$f":"IF(入力区間!F15=\"\",\"\",入力区間!F15)","v":5},{"$f":"IF(入力区間!G15=\"\",\"\",入力区間!G15)","v":"E-F"},{"$f":"IF(入力区間!I15=\"\",\"\",入力区間!I15)","v":25},{"$f":"IF(D9=\"\",\"\",入力区間!J15)","v":2.5},{"$f":"入力区間!AW15","v":1},3.5,{"$f":"IF(入力区間!H15=\"\",\"\",入力区間!H15)","v":0.53},{"$f":"入力区間!E15","v":1.08},{"$f":"入力区間!AE15","v":64},{"$f":"入力区間!AG15","v":0.25},{"$f":"IF(D9=\"\",\"\",ROUND(入力区間!K15,2))","v":0.9},{"$f":"IF(入力区間!$AA$8=\"この項目を水理計算書に記載する\",\"\",入力区間!D15)","v":1.1499999999999999}]
[null,{"$f":"IF(入力区間!F16=\"\",\"\",入力区間!F16)","v":6},{"$f":"IF(入力区間!G16=\"\",\"\",入力区間!G16)","v":""},{"$f":"IF(入力区間!I16=\"\",\"\",入力区間!I16)","v":""},{"$f":"IF(D10=\"\",\"\",入力区間!J16)","v":""},{"$f":"入力区間!AW16","v":""},"",{"$f":"IF(入力区間!H16=\"\",\"\",入力区間!H16)","v":""},{"$f":"入力区間!E16","v":""},{"$f":"入力区間!AE16","v":""},{"$f":"入力区間!AG16","v":""},{"$f":"IF(D10=\"\",\"\",ROUND(入力区間!K16,2))","v":""},{"$f":"IF(入力区間!$AA$8=\"この項目を水理計算書に記載する\",\"\",入力区間!D16)","v":""}]
[null,{"$f":"IF(入力区間!F17=\"\",\"\",入力区間!F17)","v":7},{"$f":"IF(入力区間!G17=\"\",\"\",入力区間!G17)","v":""},{"$f":"IF(入力区間!I17=\"\",\"\",入力区間!I17)","v":""},{"$f":"IF(D11=\"\",\"\",入力区間!J17)","v":""},{"$f":"入力区間!AW17","v":""},"",{"$f":"IF(入力区間!H17=\"\",\"\",入力区間!H17)","v":""},{"$f":"入力区間!E17","v":""},{"$f":"入力区間!AE17","v":""},{"$f":"入力区間!AG17","v":""},{"$f":"IF(D11=\"\",\"\",ROUND(入力区間!K17,2))","v":""},{"$f":"IF(入力区間!$AA$8=\"この項目を水理計算書に記載する\",\"\",入力区間!D17)","v":""}]
[null,{"$f":"IF(入力区間!F18=\"\",\"\",入力区間!F18)","v":8},{"$f":"IF(入力区間!G18=\"\",\"\",入力区間!G18)","v":""},{"$f":"IF(入力区間!I18=\"\",\"\",入力区間!I18)","v":""},{"$f":"IF(D12=\"\",\"\",入力区間!J18)","v":""},{"$f":"入力区間!AW18","v":""},"",{"$f":"IF(入力区間!H18=\"\",\"\",入力区間!H18)","v":""},{"$f":"入力区間!E18","v":""},{"$f":"入力区間!AE18","v":""},{"$f":"入力区間!AG18","v":""},{"$f":"IF(D12=\"\",\"\",ROUND(入力区間!K18,2))","v":""},{"$f":"IF(入力区間!$AA$8=\"この項目を水理計算書に記載する\",\"\",入力区間!D18)","v":""}]
[null,{"$f":"IF(入力区間!F19=\"\",\"\",入力区間!F19)","v":9},{"$f":"IF(入力区間!G19=\"\",\"\",入力区間!G19)","v":""},{"$f":"IF(入力区間!I19=\"\",\"\",入力区間!I19)","v":""},{"$f":"IF(D13=\"\",\"\",入力区間!J19)","v":""},{"$f":"入力区間!AW19","v":""},"",{"$f":"IF(入力区間!H19=\"\",\"\",入力区間!H19)","v":""},{"$f":"入力区間!E19","v":""},{"$f":"入力区間!AE19","v":""},{"$f":"入力区間!AG19","v":""},{"$f":"IF(D13=\"\",\"\",ROUND(入力区間!K19,2))","v":""},{"$f":"IF(入力区間!$AA$8=\"この項目を水理計算書に記載する\",\"\",入力区間!D19)","v":""}]
[null,{"$f":"IF(入力区間!F20=\"\",\"\",入力区間!F20)","v":10},{"$f":"IF(入力区間!G20=\"\",\"\",入力区間!G20)","v":""},{"$f":"IF(入力区間!I20=\"\",\"\",入力区間!I20)","v":""},{"$f":"IF(D14=\"\",\"\",入力区間!J20)","v":""},{"$f":"入力区間!AW20","v":""},"",{"$f":"IF(入力区間!H20=\"\",\"\",入力区間!H20)","v":""},{"$f":"入力区間!E20","v":""},{"$f":"入力区間!AE20","v":""},{"$f":"入力区間!AG20","v":""},{"$f":"IF(D14=\"\",\"\",ROUND(入力区間!K20,2))","v":""},{"$f":"IF(入力区間!$AA$8=\"この項目を水理計算書に記載する\",\"\",入力区間!D20)","v":""}]
[null,{"$f":"IF(入力区間!F21=\"\",\"\",入力区間!F21)","v":11},{"$f":"IF(入力区間!G21=\"\",\"\",入力区間!G21)","v":""},{"$f":"IF(入力区間!I21=\"\",\"\",入力区間!I21)","v":""},{"$f":"IF(D15=\"\",\"\",入力区間!J21)","v":""},{"$f":"入力区間!AW21","v":""},"",{"$f":"IF(入力区間!H21=\"\",\"\",入力区間!H21)","v":""},{"$f":"入力区間!E21","v":""},{"$f":"入力区間!AE21","v":""},{"$f":"入力区間!AG21","v":""},{"$f":"IF(D15=\"\",\"\",ROUND(入力区間!K21,2))","v":""},{"$f":"IF(入力区間!$AA$8=\"この項目を水理計算書に記載する\",\"\",入力区間!D21)","v":""}]
[null,{"$f":"IF(入力区間!F22=\"\",\"\",入力区間!F22)","v":12},{"$f":"IF(入力区間!G22=\"\",\"\",入力区間!G22)","v":""},{"$f":"IF(入力区間!I22=\"\",\"\",入力区間!I22)","v":""},{"$f":"IF(D16=\"\",\"\",入力区間!J22)","v":""},{"$f":"入力区間!AW22","v":""},"",{"$f":"IF(入力区間!H22=\"\",\"\",入力区間!H22)","v":""},{"$f":"入力区間!E22","v":""},{"$f":"入力区間!AE22","v":""},{"$f":"入力区間!AG22","v":""},{"$f":"IF(D16=\"\",\"\",ROUND(入力区間!K22,2))","v":""},{"$f":"IF(入力区間!$AA$8=\"この項目を水理計算書に記載する\",\"\",入力区間!D22)","v":""}]
[null,{"$f":"IF(入力区間!F23=\"\",\"\",入力区間!F23)","v":13},{"$f":"IF(入力区間!G23=\"\",\"\",入力区間!G23)","v":""},{"$f":"IF(入力区間!I23=\"\",\"\",入力区間!I23)","v":""},{"$f":"IF(D17=\"\",\"\",入力区間!J23)","v":""},{"$f":"入力区間!AW23","v":""},"",{"$f":"IF(入力区間!H23=\"\",\"\",入力区間!H23)","v":""},{"$f":"入力区間!E23","v":""},{"$f":"入力区間!AE23","v":""},{"$f":"入力区間!AG23","v":""},{"$f":"IF(D17=\"\",\"\",ROUND(入力区間!K23,2))","v":""},{"$f":"IF(入力区間!$AA$8=\"この項目を水理計算書に記載する\",\"\",入力区間!D23)","v":""}]
[null,{"$f":"IF(入力区間!F24=\"\",\"\",入力区間!F24)","v":14},{"$f":"IF(入力区間!G24=\"\",\"\",入力区間!G24)","v":""},{"$f":"IF(入力区間!I24=\"\",\"\",入力区間!I24)","v":""},{"$f":"IF(D18=\"\",\"\",入力区間!J24)","v":""},{"$f":"入力区間!AW24","v":""},"",{"$f":"IF(入力区間!H24=\"\",\"\",入力区間!H24)","v":""},{"$f":"入力区間!E24","v":""},{"$f":"入力区間!AE24","v":""},{"$f":"入力区間!AG24","v":""},{"$f":"IF(D18=\"\",\"\",ROUND(入力区間!K24,2))","v":""},{"$f":"IF(入力区間!$AA$8=\"この項目を水理計算書に記載する\",\"\",入力区間!D24)","v":""}]
[null,{"$f":"IF(入力区間!F25=\"\",\"\",入力区間!F25)","v":15},{"$f":"IF(入力区間!G25=\"\",\"\",入力区間!G25)","v":""},{"$f":"IF(入力区間!I25=\"\",\"\",入力区間!I25)","v":""},{"$f":"IF(D19=\"\",\"\",入力区間!J25)","v":""},{"$f":"入力区間!AW25","v":""},"",{"$f":"IF(入力区間!H25=\"\",\"\",入力区間!H25)","v":""},{"$f":"入力区間!E25","v":""},{"$f":"入力区間!AE25","v":""},{"$f":"入力区間!AG25","v":""},{"$f":"IF(D19=\"\",\"\",ROUND(入力区間!K25,2))","v":""},{"$f":"IF(入力区間!$AA$8=\"この項目を水理計算書に記載する\",\"\",入力区間!D25)","v":""}]
[null,{"$f":"IF(入力区間!F26=\"\",\"\",入力区間!F26)","v":16},{"$f":"IF(入力区間!G26=\"\",\"\",入力区間!G26)","v":""},{"$f":"IF(入力区間!I26=\"\",\"\",入力区間!I26)","v":""},{"$f":"IF(D20=\"\",\"\",入力区間!J26)","v":""},{"$f":"入力区間!AW26","v":""},"",{"$f":"IF(入力区間!H26=\"\",\"\",入力区間!H26)","v":""},{"$f":"入力区間!E26","v":""},{"$f":"入力区間!AE26","v":""},{"$f":"入力区間!AG26","v":""},{"$f":"IF(D20=\"\",\"\",ROUND(入力区間!K26,2))","v":""},{"$f":"IF(入力区間!$AA$8=\"この項目を水理計算書に記載する\",\"\",入力区間!D26)","v":""}]
[null,{"$f":"IF(入力区間!F27=\"\",\"\",入力区間!F27)","v":17},{"$f":"IF(入力区間!G27=\"\",\"\",入力区間!G27)","v":""},{"$f":"IF(入力区間!I27=\"\",\"\",入力区間!I27)","v":""},{"$f":"IF(D21=\"\",\"\",入力区間!J27)","v":""},{"$f":"入力区間!AW27","v":""},"",{"$f":"IF(入力区間!H27=\"\",\"\",入力区間!H27)","v":""},{"$f":"入力区間!E27","v":""},{"$f":"入力区間!AE27","v":""},{"$f":"入力区間!AG27","v":""},{"$f":"IF(D21=\"\",\"\",ROUND(入力区間!K27,2))","v":""},{"$f":"IF(入力区間!$AA$8=\"この項目を水理計算書に記載する\",\"\",入力区間!D27)","v":""}]
[null,{"$f":"IF(入力区間!F28=\"\",\"\",入力区間!F28)","v":18},{"$f":"IF(入力区間!G28=\"\",\"\",入力区間!G28)","v":""},{"$f":"IF(入力区間!I28=\"\",\"\",入力区間!I28)","v":""},{"$f":"IF(D22=\"\",\"\",入力区間!J28)","v":""},{"$f":"入力区間!AW28","v":""},"",{"$f":"IF(入力区間!H28=\"\",\"\",入力区間!H28)","v":""},{"$f":"入力区間!E28","v":""},{"$f":"入力区間!AE28","v":""},{"$f":"入力区間!AG28","v":""},{"$f":"IF(D22=\"\",\"\",ROUND(入力区間!K28,2))","v":""},{"$f":"IF(入力区間!$AA$8=\"この項目を水理計算書に記載する\",\"\",入力区間!D28)","v":""}]
[null,{"$f":"IF(入力区間!F29=\"\",\"\",入力区間!F29)","v":19},{"$f":"IF(入力区間!G29=\"\",\"\",入力区間!G29)","v":""},{"$f":"IF(入力区間!I29=\"\",\"\",入力区間!I29)","v":""},{"$f":"IF(D23=\"\",\"\",入力区間!J29)","v":""},{"$f":"入力区間!AW29","v":""},"",{"$f":"IF(入力区間!H29=\"\",\"\",入力区間!H29)","v":""},{"$f":"入力区間!E29","v":""},{"$f":"入力区間!AE29","v":""},{"$f":"入力区間!AG29","v":""},{"$f":"IF(D23=\"\",\"\",ROUND(入力区間!K29,2))","v":""},{"$f":"IF(入力区間!$AA$8=\"この項目を水理計算書に記載する\",\"\",入力区間!D29)","v":""}]
[null,{"$f":"IF(入力区間!F30=\"\",\"\",入力区間!F30)","v":20},{"$f":"IF(入力区間!G30=\"\",\"\",入力区間!G30)","v":""},{"$f":"IF(入力区間!I30=\"\",\"\",入力区間!I30)","v":""},{"$f":"IF(D24=\"\",\"\",入力区間!J30)","v":""},{"$f":"入力区間!AW30","v":""},"",{"$f":"IF(入力区間!H30=\"\",\"\",入力区間!H30)","v":""},{"$f":"入力区間!E30","v":""},{"$f":"入力区間!AE30","v":""},{"$f":"入力区間!AG30","v":""},{"$f":"IF(D24=\"\",\"\",ROUND(入力区間!K30,2))","v":""},{"$f":"IF(入力区間!$AA$8=\"この項目を水理計算書に記載する\",\"\",入力区間!D30)","v":""}]
[null,{"$f":"IF(入力区間!F31=\"\",\"\",入力区間!F31)","v":21},{"$f":"IF(入力区間!G31=\"\",\"\",入力区間!G31)","v":""},{"$f":"IF(入力区間!I31=\"\",\"\",入力区間!I31)","v":""},{"$f":"IF(D25=\"\",\"\",入力区間!J31)","v":""},{"$f":"入力区間!AW31","v":""},"",{"$f":"IF(入力区間!H31=\"\",\"\",入力区間!H31)","v":""},{"$f":"入力区間!E31","v":""},{"$f":"入力区間!AE31","v":""},{"$f":"入力区間!AG31","v":""},{"$f":"IF(D25=\"\",\"\",ROUND(入力区間!K31,2))","v":""},{"$f":"IF(入力区間!$AA$8=\"この項目を水理計算書に記載する\",\"\",入力区間!D31)","v":""}]
[null,{"$f":"IF(入力区間!F32=\"\",\"\",入力区間!F32)","v":22},{"$f":"IF(入力区間!G32=\"\",\"\",入力区間!G32)","v":""},{"$f":"IF(入力区間!I32=\"\",\"\",入力区間!I32)","v":""},{"$f":"IF(D26=\"\",\"\",入力区間!J32)","v":""},{"$f":"入力区間!AW32","v":""},"",{"$f":"IF(入力区間!H32=\"\",\"\",入力区間!H32)","v":""},{"$f":"入力区間!E32","v":""},{"$f":"入力区間!AE32","v":""},{"$f":"入力区間!AG32","v":""},{"$f":"IF(D26=\"\",\"\",ROUND(入力区間!K32,2))","v":""},{"$f":"IF(入力区間!$AA$8=\"この項目を水理計算書に記載する\",\"\",入力区間!D32)","v":""}]
[null,{"$f":"IF(入力区間!F33=\"\",\"\",入力区間!F33)","v":23},{"$f":"IF(入力区間!G33=\"\",\"\",入力区間!G33)","v":""},{"$f":"IF(入力区間!I33=\"\",\"\",入力区間!I33)","v":""},{"$f":"IF(D27=\"\",\"\",入力区間!J33)","v":""},{"$f":"入力区間!AW33","v":""},"",{"$f":"IF(入力区間!H33=\"\",\"\",入力区間!H33)","v":""},{"$f":"入力区間!E33","v":""},{"$f":"入力区間!AE33","v":""},{"$f":"入力区間!AG33","v":""},{"$f":"IF(D27=\"\",\"\",ROUND(入力区間!K33,2))","v":""},{"$f":"IF(入力区間!$AA$8=\"この項目を水理計算書に記載する\",\"\",入力区間!D33)","v":""}]
[null,{"$f":"IF(入力区間!F34=\"\",\"\",入力区間!F34)","v":24},{"$f":"IF(入力区間!G34=\"\",\"\",入力区間!G34)","v":""},{"$f":"IF(入力区間!I34=\"\",\"\",入力区間!I34)","v":""},{"$f":"IF(D28=\"\",\"\",入力区間!J34)","v":""},{"$f":"入力区間!AW34","v":""},"",{"$f":"IF(入力区間!H34=\"\",\"\",入力区間!H34)","v":""},{"$f":"入力区間!E34","v":""},{"$f":"入力区間!AE34","v":""},{"$f":"入力区間!AG34","v":""},{"$f":"IF(D28=\"\",\"\",ROUND(入力区間!K34,2))","v":""},{"$f":"IF(入力区間!$AA$8=\"この項目を水理計算書に記載する\",\"\",入力区間!D34)","v":""}]
[null,{"$f":"IF(入力区間!F35=\"\",\"\",入力区間!F35)","v":25},{"$f":"IF(入力区間!G35=\"\",\"\",入力区間!G35)","v":""},{"$f":"IF(入力区間!I35=\"\",\"\",入力区間!I35)","v":""},{"$f":"IF(D29=\"\",\"\",入力区間!J35)","v":""},{"$f":"入力区間!AW35","v":""},"",{"$f":"IF(入力区間!H35=\"\",\"\",入力区間!H35)","v":""},{"$f":"入力区間!E35","v":""},{"$f":"入力区間!AE35","v":""},{"$f":"入力区間!AG35","v":""},{"$f":"IF(D29=\"\",\"\",ROUND(入力区間!K35,2))","v":""},{"$f":"IF(入力区間!$AA$8=\"この項目を水理計算書に記載する\",\"\",入力区間!D35)","v":""}]
[null,{"$f":"IF(入力区間!$F$10<26,\"合計 \",\"小計\")","v":"合計 "},null,null,{"$f":"SUM(E5:E29)","v":26.3},{"$f":"SUM(F5:F29)","v":15.200000000000001},{"$f":"SUM(G5:G29)","v":41.5},null,null,null,{"$f":"SUM(K5:K29)","v":5.9399999999999995},{"$f":"SUM(L5:L29)","v":9.4},{"$f":"IF(入力区間!$AA$8=\"この項目を水理計算書に記載する\",\"\",SUM(M5:M29))","v":15.34}]
[]
[null,{"$f":"IF(入力7!$B$15<>\"設定する\",\"\",IF(入力7!$C$15=\"\",\"※1 安全率未入力\",\"※1 損失水頭は安全率\"&入力7!$C$15&\"％を含んだ値。\"))","v":"※1 損失水頭は安全率10％を含んだ値。"}]
[]
[null,"損失水頭計算表 ( 2 / 2 )"]
[]
[null,"区間数","区間名","口径","管延長","直管\n換算長","管長計","流量","流速","動水勾配",{"$f":"IF(入力7!$B$15=\"設定する\",\"損失水頭\n（※1）\",\"損失水頭\")","v":"損失水頭\n（※1）"},"立上り","所要水頭"]
[null,null,null,"mm","m","m","m","L/sec","m/sec","‰","m","m","m"]
[null,null,"前区間小計",null,{"$f":"E30","v":26.3},{"$f":"F30","v":15.200000000000001},{"$f":"G30","v":41.5},null,null,null,{"$f":"K30","v":5.9399999999999995},{"$f":"L30","v":9.4},{"$f":"M30","v":15.34}]
[null,{"$f":"IF(入力区間!F36=\"\",\"\",入力区間!F36)","v":26},{"$f":"IF(入力区間!G36=\"\",\"\",入力区間!G36)","v":""},{"$f":"IF(入力区間!I36=\"\",\"\",入力区間!I36)","v":""},{"$f":"IF(D39=\"\",\"\",入力区間!J36)","v":""},{"$f":"入力区間!AW36","v":""},{"$f":"IF(F39=\"\",\"\",E39+F39)","v":""},{"$f":"IF(入力区間!H36=\"\",\"\",入力区間!H36)","v":""},{"$f":"入力区間!E36","v":""},{"$f":"入力区間!AE36","v":""},{"$f":"入力区間!AG36","v":""},{"$f":"IF(D39=\"\",\"\",ROUND(入力区間!K36,2))","v":""},{"$f":"IF(入力区間!$AA$8=\"この項目を水理計算書に記載する\",\"\",入力区間!D36)","v":""}]
[null,{"$f":"IF(入力区間!F37=\"\",\"\",入力区間!F37)","v":27},{"$f":"IF(入力区間!G37=\"\",\"\",入力区間!G37)","v":""},{"$f":"IF(入力区間!I37=\"\",\"\",入力区間!I37)","v":""},{"$f":"IF(D40=\"\",\"\",入力区間!J37)","v":""},{"$f":"入力区間!AW37","v":""},"",{"$f":"IF(入力区間!H37=\"\",\"\",入力区間!H37)","v":""},{"$f":"入力区間!E37","v":""},{"$f":"入力区間!AE37","v":""},{"$f":"入力区間!AG37","v":""},{"$f":"IF(D40=\"\",\"\",ROUND(入力区間!K37,2))","v":""},{"$f":"IF(入力区間!$AA$8=\"この項目を水理計算書に記載する\",\"\",入力区間!D37)","v":""}]
[null,{"$f":"IF(入力区間!F38=\"\",\"\",入力区間!F38)","v":28},{"$f":"IF(入力区間!G38=\"\",\"\",入力区間!G38)","v":""},{"$f":"IF(入力区間!I38=\"\",\"\",入力区間!I38)","v":""},{"$f":"IF(D41=\"\",\"\",入力区間!J38)","v":""},{"$f":"入力区間!AW38","v":""},"",{"$f":"IF(入力区間!H38=\"\",\"\",入力区間!H38)","v":""},{"$f":"入力区間!E38","v":""},{"$f":"入力区間!AE38","v":""},{"$f":"入力区間!AG38","v":""},{"$f":"IF(D41=\"\",\"\",ROUND(入力区間!K38,2))","v":""},{"$f":"IF(入力区間!$AA$8=\"この項目を水理計算書に記載する\",\"\",入力区間!D38)","v":""}]
[null,{"$f":"IF(入力区間!F39=\"\",\"\",入力区間!F39)","v":29},{"$f":"IF(入力区間!G39=\"\",\"\",入力区間!G39)","v":""},{"$f":"IF(入力区間!I39=\"\",\"\",入力区間!I39)","v":""},{"$f":"IF(D42=\"\",\"\",入力区間!J39)","v":""},{"$f":"入力区間!AW39","v":""},"",{"$f":"IF(入力区間!H39=\"\",\"\",入力区間!H39)","v":""},{"$f":"入力区間!E39","v":""},{"$f":"入力区間!AE39","v":""},{"$f":"入力区間!AG39","v":""},{"$f":"IF(D42=\"\",\"\",ROUND(入力区間!K39,2))","v":""},{"$f":"IF(入力区間!$AA$8=\"この項目を水理計算書に記載する\",\"\",入力区間!D39)","v":""}]
[null,{"$f":"IF(入力区間!F40=\"\",\"\",入力区間!F40)","v":30},{"$f":"IF(入力区間!G40=\"\",\"\",入力区間!G40)","v":""},{"$f":"IF(入力区間!I40=\"\",\"\",入力区間!I40)","v":""},{"$f":"IF(D43=\"\",\"\",入力区間!J40)","v":""},{"$f":"入力区間!AW40","v":""},"",{"$f":"IF(入力区間!H40=\"\",\"\",入力区間!H40)","v":""},{"$f":"入力区間!E40","v":""},{"$f":"入力区間!AE40","v":""},{"$f":"入力区間!AG40","v":""},{"$f":"IF(D43=\"\",\"\",ROUND(入力区間!K40,2))","v":""},{"$f":"IF(入力区間!$AA$8=\"この項目を水理計算書に記載する\",\"\",入力区間!D40)","v":""}]
[null,{"$f":"IF(入力区間!F41=\"\",\"\",入力区間!F41)","v":31},{"$f":"IF(入力区間!G41=\"\",\"\",入力区間!G41)","v":""},{"$f":"IF(入力区間!I41=\"\",\"\",入力区間!I41)","v":""},{"$f":"IF(D44=\"\",\"\",入力区間!J41)","v":""},{"$f":"入力区間!AW41","v":""},"",{"$f":"IF(入力区間!H41=\"\",\"\",入力区間!H41)","v":""},{"$f":"入力区間!E41","v":""},{"$f":"入力区間!AE41","v":""},{"$f":"入力区間!AG41","v":""},{"$f":"IF(D44=\"\",\"\",ROUND(入力区間!K41,2))","v":""},{"$f":"IF(入力区間!$AA$8=\"この項目を水理計算書に記載する\",\"\",入力区間!D41)","v":""}]
[null,{"$f":"IF(入力区間!F42=\"\",\"\",入力区間!F42)","v":32},{"$f":"IF(入力区間!G42=\"\",\"\",入力区間!G42)","v":""},{"$f":"IF(入力区間!I42=\"\",\"\",入力区間!I42)","v":""},{"$f":"IF(D45=\"\",\"\",入力区間!J42)","v":""},{"$f":"入力区間!AW42","v":""},"",{"$f":"IF(入力区間!H42=\"\",\"\",入力区間!H42)","v":""},{"$f":"入力区間!E42","v":""},{"$f":"入力区間!AE42","v":""},{"$f":"入力区間!AG42","v":""},{"$f":"IF(D45=\"\",\"\",ROUND(入力区間!K42,2))","v":""},{"$f":"IF(入力区間!$AA$8=\"この項目を水理計算書に記載する\",\"\",入力区間!D42)","v":""}]
[null,{"$f":"IF(入力区間!F43=\"\",\"\",入力区間!F43)","v":33},{"$f":"IF(入力区間!G43=\"\",\"\",入力区間!G43)","v":""},{"$f":"IF(入力区間!I43=\"\",\"\",入力区間!I43)","v":""},{"$f":"IF(D46=\"\",\"\",入力区間!J43)","v":""},{"$f":"入力区間!AW43","v":""},"",{"$f":"IF(入力区間!H43=\"\",\"\",入力区間!H43)","v":""},{"$f":"入力区間!E43","v":""},{"$f":"入力区間!AE43","v":""},{"$f":"入力区間!AG43","v":""},{"$f":"IF(D46=\"\",\"\",ROUND(入力区間!K43,2))","v":""},{"$f":"IF(入力区間!$AA$8=\"この項目を水理計算書に記載する\",\"\",入力区間!D43)","v":""}]
[null,{"$f":"IF(入力区間!F44=\"\",\"\",入力区間!F44)","v":34},{"$f":"IF(入力区間!G44=\"\",\"\",入力区間!G44)","v":""},{"$f":"IF(入力区間!I44=\"\",\"\",入力区間!I44)","v":""},{"$f":"IF(D47=\"\",\"\",入力区間!J44)","v":""},{"$f":"入力区間!AW44","v":""},"",{"$f":"IF(入力区間!H44=\"\",\"\",入力区間!H44)","v":""},{"$f":"入力区間!E44","v":""},{"$f":"入力区間!AE44","v":""},{"$f":"入力区間!AG44","v":""},{"$f":"IF(D47=\"\",\"\",ROUND(入力区間!K44,2))","v":""},{"$f":"IF(入力区間!$AA$8=\"この項目を水理計算書に記載する\",\"\",入力区間!D44)","v":""}]
[null,{"$f":"IF(入力区間!F45=\"\",\"\",入力区間!F45)","v":35},{"$f":"IF(入力区間!G45=\"\",\"\",入力区間!G45)","v":""},{"$f":"IF(入力区間!I45=\"\",\"\",入力区間!I45)","v":""},{"$f":"IF(D48=\"\",\"\",入力区間!J45)","v":""},{"$f":"入力区間!AW45","v":""},"",{"$f":"IF(入力区間!H45=\"\",\"\",入力区間!H45)","v":""},{"$f":"入力区間!E45","v":""},{"$f":"入力区間!AE45","v":""},{"$f":"入力区間!AG45","v":""},{"$f":"IF(D48=\"\",\"\",ROUND(入力区間!K45,2))","v":""},{"$f":"IF(入力区間!$AA$8=\"この項目を水理計算書に記載する\",\"\",入力区間!D45)","v":""}]
[null,{"$f":"IF(入力区間!F46=\"\",\"\",入力区間!F46)","v":36},{"$f":"IF(入力区間!G46=\"\",\"\",入力区間!G46)","v":""},{"$f":"IF(入力区間!I46=\"\",\"\",入力区間!I46)","v":""},{"$f":"IF(D49=\"\",\"\",入力区間!J46)","v":""},{"$f":"入力区間!AW46","v":""},"",{"$f":"IF(入力区間!H46=\"\",\"\",入力区間!H46)","v":""},{"$f":"入力区間!E46","v":""},{"$f":"入力区間!AE46","v":""},{"$f":"入力区間!AG46","v":""},{"$f":"IF(D49=\"\",\"\",ROUND(入力区間!K46,2))","v":""},{"$f":"IF(入力区間!$AA$8=\"この項目を水理計算書に記載する\",\"\",入力区間!D46)","v":""}]
[null,{"$f":"IF(入力区間!F47=\"\",\"\",入力区間!F47)","v":37},{"$f":"IF(入力区間!G47=\"\",\"\",入力区間!G47)","v":""},{"$f":"IF(入力区間!I47=\"\",\"\",入力区間!I47)","v":""},{"$f":"IF(D50=\"\",\"\",入力区間!J47)","v":""},{"$f":"入力区間!AW47","v":""},"",{"$f":"IF(入力区間!H47=\"\",\"\",入力区間!H47)","v":""},{"$f":"入力区間!E47","v":""},{"$f":"入力区間!AE47","v":""},{"$f":"入力区間!AG47","v":""},{"$f":"IF(D50=\"\",\"\",ROUND(入力区間!K47,2))","v":""},{"$f":"IF(入力区間!$AA$8=\"この項目を水理計算書に記載する\",\"\",入力区間!D47)","v":""}]
[null,{"$f":"IF(入力区間!F48=\"\",\"\",入力区間!F48)","v":38},{"$f":"IF(入力区間!G48=\"\",\"\",入力区間!G48)","v":""},{"$f":"IF(入力区間!I48=\"\",\"\",入力区間!I48)","v":""},{"$f":"IF(D51=\"\",\"\",入力区間!J48)","v":""},{"$f":"入力区間!AW48","v":""},"",{"$f":"IF(入力区間!H48=\"\",\"\",入力区間!H48)","v":""},{"$f":"入力区間!E48","v":""},{"$f":"入力区間!AE48","v":""},{"$f":"入力区間!AG48","v":""},{"$f":"IF(D51=\"\",\"\",ROUND(入力区間!K48,2))","v":""},{"$f":"IF(入力区間!$AA$8=\"この項目を水理計算書に記載する\",\"\",入力区間!D48)","v":""}]
[null,{"$f":"IF(入力区間!F49=\"\",\"\",入力区間!F49)","v":39},{"$f":"IF(入力区間!G49=\"\",\"\",入力区間!G49)","v":""},{"$f":"IF(入力区間!I49=\"\",\"\",入力区間!I49)","v":""},{"$f":"IF(D52=\"\",\"\",入力区間!J49)","v":""},{"$f":"入力区間!AW49","v":""},"",{"$f":"IF(入力区間!H49=\"\",\"\",入力区間!H49)","v":""},{"$f":"入力区間!E49","v":""},{"$f":"入力区間!AE49","v":""},{"$f":"入力区間!AG49","v":""},{"$f":"IF(D52=\"\",\"\",ROUND(入力区間!K49,2))","v":""},{"$f":"IF(入力区間!$AA$8=\"この項目を水理計算書に記載する\",\"\",入力区間!D49)","v":""}]
[null,{"$f":"IF(入力区間!F50=\"\",\"\",入力区間!F50)","v":40},{"$f":"IF(入力区間!G50=\"\",\"\",入力区間!G50)","v":""},{"$f":"IF(入力区間!I50=\"\",\"\",入力区間!I50)","v":""},{"$f":"IF(D53=\"\",\"\",入力区間!J50)","v":""},{"$f":"入力区間!AW50","v":""},"",{"$f":"IF(入力区間!H50=\"\",\"\",入力区間!H50)","v":""},{"$f":"入力区間!E50","v":""},{"$f":"入力区間!AE50","v":""},{"$f":"入力区間!AG50","v":""},{"$f":"IF(D53=\"\",\"\",ROUND(入力区間!K50,2))","v":""},{"$f":"IF(入力区間!$AA$8=\"この項目を水理計算書に記載する\",\"\",入力区間!D50)","v":""}]
[null,{"$f":"IF(入力区間!F51=\"\",\"\",入力区間!F51)","v":41},{"$f":"IF(入力区間!G51=\"\",\"\",入力区間!G51)","v":""},{"$f":"IF(入力区間!I51=\"\",\"\",入力区間!I51)","v":""},{"$f":"IF(D54=\"\",\"\",入力区間!J51)","v":""},{"$f":"入力区間!AW51","v":""},"",{"$f":"IF(入力区間!H51=\"\",\"\",入力区間!H51)","v":""},{"$f":"入力区間!E51","v":""},{"$f":"入力区間!AE51","v":""},{"$f":"入力区間!AG51","v":""},{"$f":"IF(D54=\"\",\"\",ROUND(入力区間!K51,2))","v":""},{"$f":"IF(入力区間!$AA$8=\"この項目を水理計算書に記載する\",\"\",入力区間!D51)","v":""}]
[null,{"$f":"IF(入力区間!F52=\"\",\"\",入力区間!F52)","v":42},{"$f":"IF(入力区間!G52=\"\",\"\",入力区間!G52)","v":""},{"$f":"IF(入力区間!I52=\"\",\"\",入力区間!I52)","v":""},{"$f":"IF(D55=\"\",\"\",入力区間!J52)","v":""},{"$f":"入力区間!AW52","v":""},"",{"$f":"IF(入力区間!H52=\"\",\"\",入力区間!H52)","v":""},{"$f":"入力区間!E52","v":""},{"$f":"入力区間!AE52","v":""},{"$f":"入力区間!AG52","v":""},{"$f":"IF(D55=\"\",\"\",ROUND(入力区間!K52,2))","v":""},{"$f":"IF(入力区間!$AA$8=\"この項目を水理計算書に記載する\",\"\",入力区間!D52)","v":""}]
[null,{"$f":"IF(入力区間!F53=\"\",\"\",入力区間!F53)","v":43},{"$f":"IF(入力区間!G53=\"\",\"\",入力区間!G53)","v":""},{"$f":"IF(入力区間!I53=\"\",\"\",入力区間!I53)","v":""},{"$f":"IF(D56=\"\",\"\",入力区間!J53)","v":""},{"$f":"入力区間!AW53","v":""},"",{"$f":"IF(入力区間!H53=\"\",\"\",入力区間!H53)","v":""},{"$f":"入力区間!E53","v":""},{"$f":"入力区間!AE53","v":""},{"$f":"入力区間!AG53","v":""},{"$f":"IF(D56=\"\",\"\",ROUND(入力区間!K53,2))","v":""},{"$f":"IF(入力区間!$AA$8=\"この項目を水理計算書に記載する\",\"\",入力区間!D53)","v":""}]
[null,{"$f":"IF(入力区間!F54=\"\",\"\",入力区間!F54)","v":44},{"$f":"IF(入力区間!G54=\"\",\"\",入力区間!G54)","v":""},{"$f":"IF(入力区間!I54=\"\",\"\",入力区間!I54)","v":""},{"$f":"IF(D57=\"\",\"\",入力区間!J54)","v":""},{"$f":"入力区間!AW54","v":""},"",{"$f":"IF(入力区間!H54=\"\",\"\",入力区間!H54)","v":""},{"$f":"入力区間!E54","v":""},{"$f":"入力区間!AE54","v":""},{"$f":"入力区間!AG54","v":""},{"$f":"IF(D57=\"\",\"\",ROUND(入力区間!K54,2))","v":""},{"$f":"IF(入力区間!$AA$8=\"この項目を水理計算書に記載する\",\"\",入力区間!D54)","v":""}]
[null,{"$f":"IF(入力区間!F55=\"\",\"\",入力区間!F55)","v":45},{"$f":"IF(入力区間!G55=\"\",\"\",入力区間!G55)","v":""},{"$f":"IF(入力区間!I55=\"\",\"\",入力区間!I55)","v":""},{"$f":"IF(D58=\"\",\"\",入力区間!J55)","v":""},{"$f":"入力区間!AW55","v":""},"",{"$f":"IF(入力区間!H55=\"\",\"\",入力区間!H55)","v":""},{"$f":"入力区間!E55","v":""},{"$f":"入力区間!AE55","v":""},{"$f":"入力区間!AG55","v":""},{"$f":"IF(D58=\"\",\"\",ROUND(入力区間!K55,2))","v":""},{"$f":"IF(入力区間!$AA$8=\"この項目を水理計算書に記載する\",\"\",入力区間!D55)","v":""}]
[null,{"$f":"IF(入力区間!F56=\"\",\"\",入力区間!F56)","v":46},{"$f":"IF(入力区間!G56=\"\",\"\",入力区間!G56)","v":""},{"$f":"IF(入力区間!I56=\"\",\"\",入力区間!I56)","v":""},{"$f":"IF(D59=\"\",\"\",入力区間!J56)","v":""},{"$f":"入力区間!AW56","v":""},"",{"$f":"IF(入力区間!H56=\"\",\"\",入力区間!H56)","v":""},{"$f":"入力区間!E56","v":""},{"$f":"入力区間!AE56","v":""},{"$f":"入力区間!AG56","v":""},{"$f":"IF(D59=\"\",\"\",ROUND(入力区間!K56,2))","v":""},{"$f":"IF(入力区間!$AA$8=\"この項目を水理計算書に記載する\",\"\",入力区間!D56)","v":""}]
[null,{"$f":"IF(入力区間!F57=\"\",\"\",入力区間!F57)","v":47},{"$f":"IF(入力区間!G57=\"\",\"\",入力区間!G57)","v":""},{"$f":"IF(入力区間!I57=\"\",\"\",入力区間!I57)","v":""},{"$f":"IF(D60=\"\",\"\",入力区間!J57)","v":""},{"$f":"入力区間!AW57","v":""},"",{"$f":"IF(入力区間!H57=\"\",\"\",入力区間!H57)","v":""},{"$f":"入力区間!E57","v":""},{"$f":"入力区間!AE57","v":""},{"$f":"入力区間!AG57","v":""},{"$f":"IF(D60=\"\",\"\",ROUND(入力区間!K57,2))","v":""},{"$f":"IF(入力区間!$AA$8=\"この項目を水理計算書に記載する\",\"\",入力区間!D57)","v":""}]
[null,{"$f":"IF(入力区間!F58=\"\",\"\",入力区間!F58)","v":48},{"$f":"IF(入力区間!G58=\"\",\"\",入力区間!G58)","v":""},{"$f":"IF(入力区間!I58=\"\",\"\",入力区間!I58)","v":""},{"$f":"IF(D61=\"\",\"\",入力区間!J58)","v":""},{"$f":"入力区間!AW58","v":""},"",{"$f":"IF(入力区間!H58=\"\",\"\",入力区間!H58)","v":""},{"$f":"入力区間!E58","v":""},{"$f":"入力区間!AE58","v":""},{"$f":"入力区間!AG58","v":""},{"$f":"IF(D61=\"\",\"\",ROUND(入力区間!K58,2))","v":""},{"$f":"IF(入力区間!$AA$8=\"この項目を水理計算書に記載する\",\"\",入力区間!D58)","v":""}]
[null,{"$f":"IF(入力区間!F59=\"\",\"\",入力区間!F59)","v":49},{"$f":"IF(入力区間!G59=\"\",\"\",入力区間!G59)","v":""},{"$f":"IF(入力区間!I59=\"\",\"\",入力区間!I59)","v":""},{"$f":"IF(D62=\"\",\"\",入力区間!J59)","v":""},{"$f":"入力区間!AW59","v":""},"",{"$f":"IF(入力区間!H59=\"\",\"\",入力区間!H59)","v":""},{"$f":"入力区間!E59","v":""},{"$f":"入力区間!AE59","v":""},{"$f":"入力区間!AG59","v":""},{"$f":"IF(D62=\"\",\"\",ROUND(入力区間!K59,2))","v":""},{"$f":"IF(入力区間!$AA$8=\"この項目を水理計算書に記載する\",\"\",入力区間!D59)","v":""}]
[null,{"$f":"IF(入力区間!F60=\"\",\"\",入力区間!F60)","v":50},{"$f":"IF(入力区間!G60=\"\",\"\",入力区間!G60)","v":""},{"$f":"IF(入力区間!I60=\"\",\"\",入力区間!I60)","v":""},{"$f":"IF(D63=\"\",\"\",入力区間!J60)","v":""},{"$f":"入力区間!AW60","v":""},"",{"$f":"IF(入力区間!H60=\"\",\"\",入力区間!H60)","v":""},{"$f":"入力区間!E60","v":""},{"$f":"入力区間!AE60","v":""},{"$f":"入力区間!AG60","v":""},{"$f":"IF(D63=\"\",\"\",ROUND(入力区間!K60,2))","v":""},{"$f":"IF(入力区間!$AA$8=\"この項目を水理計算書に記載する\",\"\",入力区間!D60)","v":""}]
[null,"合計",null,null,{"$f":"SUM(E38:E63)","v":26.3},{"$f":"SUM(F38:F63)","v":15.200000000000001},{"$f":"SUM(G38:G63)","v":41.5},null,null,null,{"$f":"SUM(K38:K63)","v":5.9399999999999995},{"$f":"SUM(L38:L63)","v":9.4},{"$f":"IF(入力区間!$AA$8=\"この項目を水理計算書に記載する\",\"\",SUM(M38:M63))","v":15.34}]
[]
[null,{"$f":"IF(入力7!$B$15<>\"設定する\",\"\",IF(入力7!$C$15=\"\",\"※1 安全率未入力\",\"※1 損失水頭は安全率\"&入力7!$C$15&\"％を含んだ値。\"))","v":"※1 損失水頭は安全率10％を含んだ値。"}]

{"sheet":"4損失水頭計算表損失有","index":37,"n_rows":68,"n_cols":15,"rows_kept":68,"cut":false,"hidden":true,"merged":[[64,1,64,3],[2,1,3,1],[2,2,3,2],[2,14,3,14],[29,1,29,3],[36,1,37,1],[36,2,37,2],[36,14,37,14]]}
[null,{"$f":"IF(入力区間!$F$10<26,\"損失水頭計算表 \",\"損失水頭計算表 ( 1 / 2 )\")","v":"損失水頭計算表 "}]
[]
[null,"区間数","区間名","口径","管延長","直管\n換算長","管長計","流量","流速","動水勾配",{"$f":"IF(入力7!$B$15=\"設定する\",\"損失水頭\n（※2）\",\"損失水頭\")","v":"損失水頭\n（※2）"},"立上り","他損失\n水頭等\n（※1）","所要水頭","備考"]
[null,null,null,"mm","m","m","m","L/sec","m/sec","‰","m","m","m","m"]
[null,{"$f":"IF(入力区間!F11=\"\",\"\",入力区間!F11)","v":1},{"$f":"IF(入力区間!G11=\"\",\"\",入力区間!G11)","v":"A-B"},{"$f":"IF(入力区間!I11=\"\",\"\",入力区間!I11)","v":13},{"$f":"IF(D5=\"\",\"\",入力区間!J11)","v":1.8},{"$f":"入力区間!AW11","v":3},{"$f":"IF(F5=\"\",\"\",E5+F5)","v":4.8},{"$f":"IF(入力区間!H11=\"\",\"\",入力区間!H11)","v":0.2},{"$f":"入力区間!E11","v":1.51},{"$f":"入力区間!AE11","v":229},{"$f":"入力区間!AG11","v":1.21},{"$f":"IF(D5=\"\",\"\",ROUND(入力区間!K11,2))","v":1.5},{"$f":"IF(OR(D5=\"\",入力区間!$AA$8<>\"この項目を水理計算書に記載する\"),\"\",ROUND(入力区間!AA11,2))","v":""},{"$f":"入力区間!D11","v":2.71},{"$f":"IF(OR(入力区間!$AA$8<>\"この項目を水理計算書に記載する\",入力区間!AB11=\"\"),\"\",入力区間!AB11)","v":""}]
[null,{"$f":"IF(入力区間!F12=\"\",\"\",入力区間!F12)","v":2},{"$f":"IF(入力区間!G12=\"\",\"\",入力区間!G12)","v":"B-C"},{"$f":"IF(入力区間!I12=\"\",\"\",入力区間!I12)","v":20},{"$f":"IF(D6=\"\",\"\",入力区間!J12)","v":3.5},{"$f":"入力区間!AW12","v":0},3.5,{"$f":"IF(入力区間!H12=\"\",\"\",入力区間!H12)","v":0.2},{"$f":"入力区間!E12","v":0.64},{"$f":"入力区間!AE12","v":33},{"$f":"入力区間!AG12","v":0.13},{"$f":"IF(D6=\"\",\"\",ROUND(入力区間!K12,2))","v":0},{"$f":"IF(OR(D6=\"\",入力区間!$AA$8<>\"この項目を水理計算書に記載する\"),\"\",ROUND(入力区間!AA12,2))","v":""},{"$f":"入力区間!D12","v":0.13},{"$f":"IF(OR(入力区間!$AA$8<>\"この項目を水理計算書に記載する\",入力区間!AB12=\"\"),\"\",入力区間!AB12)","v":""}]
[null,{"$f":"IF(入力区間!F13=\"\",\"\",入力区間!F13)","v":3},{"$f":"IF(入力区間!G13=\"\",\"\",入力区間!G13)","v":"C-D"},{"$f":"IF(入力区間!I13=\"\",\"\",入力区間!I13)","v":20},{"$f":"IF(D7=\"\",\"\",入力区間!J13)","v":13},{"$f":"入力区間!AW13","v":0.15},13.15,{"$f":"IF(入力区間!H13=\"\",\"\",入力区間!H13)","v":0.33},{"$f":"入力区間!E13","v":1.05},{"$f":"入力区間!AE13","v":78},{"$f":"入力区間!AG13","v":1.1299999999999999},{"$f":"IF(D7=\"\",\"\",ROUND(入力区間!K13,2))","v":7},{"$f":"IF(OR(D7=\"\",入力区間!$AA$8<>\"この項目を水理計算書に記載する\"),\"\",ROUND(入力区間!AA13,2))","v":""},{"$f":"入力区間!D13","v":8.129999999999999},{"$f":"IF(OR(入力区間!$AA$8<>\"この項目を水理計算書に記載する\",入力区間!AB13=\"\"),\"\",入力区間!AB13)","v":""}]
[null,{"$f":"IF(入力区間!F14=\"\",\"\",入力区間!F14)","v":4},{"$f":"IF(入力区間!G14=\"\",\"\",入力区間!G14)","v":"D-E"},{"$f":"IF(入力区間!I14=\"\",\"\",入力区間!I14)","v":20},{"$f":"IF(D8=\"\",\"\",入力区間!J14)","v":5.5},{"$f":"入力区間!AW14","v":11.05},16.55,{"$f":"IF(入力区間!H14=\"\",\"\",入力区間!H14)","v":0.53},{"$f":"入力区間!E14","v":1.69},{"$f":"入力区間!AE14","v":177},{"$f":"入力区間!AG14","v":3.22},{"$f":"IF(D8=\"\",\"\",ROUND(入力区間!K14,2))","v":0},{"$f":"IF(OR(D8=\"\",入力区間!$AA$8<>\"この項目を水理計算書に記載する\"),\"\",ROUND(入力区間!AA14,2))","v":""},{"$f":"入力区間!D14","v":3.22},{"$f":"IF(OR(入力区間!$AA$8<>\"この項目を水理計算書に記載する\",入力区間!AB14=\"\"),\"\",入力区間!AB14)","v":""}]
[null,{"$f":"IF(入力区間!F15=\"\",\"\",入力区間!F15)","v":5},{"$f":"IF(入力区間!G15=\"\",\"\",入力区間!G15)","v":"E-F"},{"$f":"IF(入力区間!I15=\"\",\"\",入力区間!I15)","v":25},{"$f":"IF(D9=\"\",\"\",入力区間!J15)","v":2.5},{"$f":"入力区間!AW15","v":1},3.5,{"$f":"IF(入力区間!H15=\"\",\"\",入力区間!H15)","v":0.53},{"$f":"入力区間!E15","v":1.08},{"$f":"入力区間!AE15","v":64},{"$f":"入力区間!AG15","v":0.25},{"$f":"IF(D9=\"\",\"\",ROUND(入力区間!K15,2))","v":0.9},{"$f":"IF(OR(D9=\"\",入力区間!$AA$8<>\"この項目を水理計算書に記載する\"),\"\",ROUND(入力区間!AA15,2))","v":""},{"$f":"入力区間!D15","v":1.1499999999999999},{"$f":"IF(OR(入力区間!$AA$8<>\"この項目を水理計算書に記載する\",入力区間!AB15=\"\"),\"\",入力区間!AB15)","v":""}]
[null,{"$f":"IF(入力区間!F16=\"\",\"\",入力区間!F16)","v":6},{"$f":"IF(入力区間!G16=\"\",\"\",入力区間!G16)","v":""},{"$f":"IF(入力区間!I16=\"\",\"\",入力区間!I16)","v":""},{"$f":"IF(D10=\"\",\"\",入力区間!J16)","v":""},{"$f":"入力区間!AW16","v":""},"",{"$f":"IF(入力区間!H16=\"\",\"\",入力区間!H16)","v":""},{"$f":"入力区間!E16","v":""},{"$f":"入力区間!AE16","v":""},{"$f":"入力区間!AG16","v":""},{"$f":"IF(D10=\"\",\"\",ROUND(入力区間!K16,2))","v":""},{"$f":"IF(OR(D10=\"\",入力区間!$AA$8<>\"この項目を水理計算書に記載する\"),\"\",ROUND(入力区間!AA16,2))","v":""},{"$f":"入力区間!D16","v":""},{"$f":"IF(OR(入力区間!$AA$8<>\"この項目を水理計算書に記載する\",入力区間!AB16=\"\"),\"\",入力区間!AB16)","v":""}]
[null,{"$f":"IF(入力区間!F17=\"\",\"\",入力区間!F17)","v":7},{"$f":"IF(入力区間!G17=\"\",\"\",入力区間!G17)","v":""},{"$f":"IF(入力区間!I17=\"\",\"\",入力区間!I17)","v":""},{"$f":"IF(D11=\"\",\"\",入力区間!J17)","v":""},{"$f":"入力区間!AW17","v":""},"",{"$f":"IF(入力区間!H17=\"\",\"\",入力区間!H17)","v":""},{"$f":"入力区間!E17","v":""},{"$f":"入力区間!AE17","v":""},{"$f":"入力区間!AG17","v":""},{"$f":"IF(D11=\"\",\"\",ROUND(入力区間!K17,2))","v":""},{"$f":"IF(OR(D11=\"\",入力区間!$AA$8<>\"この項目を水理計算書に記載する\"),\"\",ROUND(入力区間!AA17,2))","v":""},{"$f":"入力区間!D17","v":""},{"$f":"IF(OR(入力区間!$AA$8<>\"この項目を水理計算書に記載する\",入力区間!AB17=\"\"),\"\",入力区間!AB17)","v":""}]
[null,{"$f":"IF(入力区間!F18=\"\",\"\",入力区間!F18)","v":8},{"$f":"IF(入力区間!G18=\"\",\"\",入力区間!G18)","v":""},{"$f":"IF(入力区間!I18=\"\",\"\",入力区間!I18)","v":""},{"$f":"IF(D12=\"\",\"\",入力区間!J18)","v":""},{"$f":"入力区間!AW18","v":""},"",{"$f":"IF(入力区間!H18=\"\",\"\",入力区間!H18)","v":""},{"$f":"入力区間!E18","v":""},{"$f":"入力区間!AE18","v":""},{"$f":"入力区間!AG18","v":""},{"$f":"IF(D12=\"\",\"\",ROUND(入力区間!K18,2))","v":""},{"$f":"IF(OR(D12=\"\",入力区間!$AA$8<>\"この項目を水理計算書に記載する\"),\"\",ROUND(入力区間!AA18,2))","v":""},{"$f":"入力区間!D18","v":""},{"$f":"IF(OR(入力区間!$AA$8<>\"この項目を水理計算書に記載する\",入力区間!AB18=\"\"),\"\",入力区間!AB18)","v":""}]
[null,{"$f":"IF(入力区間!F19=\"\",\"\",入力区間!F19)","v":9},{"$f":"IF(入力区間!G19=\"\",\"\",入力区間!G19)","v":""},{"$f":"IF(入力区間!I19=\"\",\"\",入力区間!I19)","v":""},{"$f":"IF(D13=\"\",\"\",入力区間!J19)","v":""},{"$f":"入力区間!AW19","v":""},"",{"$f":"IF(入力区間!H19=\"\",\"\",入力区間!H19)","v":""},{"$f":"入力区間!E19","v":""},{"$f":"入力区間!AE19","v":""},{"$f":"入力区間!AG19","v":""},{"$f":"IF(D13=\"\",\"\",ROUND(入力区間!K19,2))","v":""},{"$f":"IF(OR(D13=\"\",入力区間!$AA$8<>\"この項目を水理計算書に記載する\"),\"\",ROUND(入力区間!AA19,2))","v":""},{"$f":"入力区間!D19","v":""},{"$f":"IF(OR(入力区間!$AA$8<>\"この項目を水理計算書に記載する\",入力区間!AB19=\"\"),\"\",入力区間!AB19)","v":""}]
[null,{"$f":"IF(入力区間!F20=\"\",\"\",入力区間!F20)","v":10},{"$f":"IF(入力区間!G20=\"\",\"\",入力区間!G20)","v":""},{"$f":"IF(入力区間!I20=\"\",\"\",入力区間!I20)","v":""},{"$f":"IF(D14=\"\",\"\",入力区間!J20)","v":""},{"$f":"入力区間!AW20","v":""},"",{"$f":"IF(入力区間!H20=\"\",\"\",入力区間!H20)","v":""},{"$f":"入力区間!E20","v":""},{"$f":"入力区間!AE20","v":""},{"$f":"入力区間!AG20","v":""},{"$f":"IF(D14=\"\",\"\",ROUND(入力区間!K20,2))","v":""},{"$f":"IF(OR(D14=\"\",入力区間!$AA$8<>\"この項目を水理計算書に記載する\"),\"\",ROUND(入力区間!AA20,2))","v":""},{"$f":"入力区間!D20","v":""},{"$f":"IF(OR(入力区間!$AA$8<>\"この項目を水理計算書に記載する\",入力区間!AB20=\"\"),\"\",入力区間!AB20)","v":""}]
[null,{"$f":"IF(入力区間!F21=\"\",\"\",入力区間!F21)","v":11},{"$f":"IF(入力区間!G21=\"\",\"\",入力区間!G21)","v":""},{"$f":"IF(入力区間!I21=\"\",\"\",入力区間!I21)","v":""},{"$f":"IF(D15=\"\",\"\",入力区間!J21)","v":""},{"$f":"入力区間!AW21","v":""},"",{"$f":"IF(入力区間!H21=\"\",\"\",入力区間!H21)","v":""},{"$f":"入力区間!E21","v":""},{"$f":"入力区間!AE21","v":""},{"$f":"入力区間!AG21","v":""},{"$f":"IF(D15=\"\",\"\",ROUND(入力区間!K21,2))","v":""},{"$f":"IF(OR(D15=\"\",入力区間!$AA$8<>\"この項目を水理計算書に記載する\"),\"\",ROUND(入力区間!AA21,2))","v":""},{"$f":"入力区間!D21","v":""},{"$f":"IF(OR(入力区間!$AA$8<>\"この項目を水理計算書に記載する\",入力区間!AB21=\"\"),\"\",入力区間!AB21)","v":""}]
[null,{"$f":"IF(入力区間!F22=\"\",\"\",入力区間!F22)","v":12},{"$f":"IF(入力区間!G22=\"\",\"\",入力区間!G22)","v":""},{"$f":"IF(入力区間!I22=\"\",\"\",入力区間!I22)","v":""},{"$f":"IF(D16=\"\",\"\",入力区間!J22)","v":""},{"$f":"入力区間!AW22","v":""},"",{"$f":"IF(入力区間!H22=\"\",\"\",入力区間!H22)","v":""},{"$f":"入力区間!E22","v":""},{"$f":"入力区間!AE22","v":""},{"$f":"入力区間!AG22","v":""},{"$f":"IF(D16=\"\",\"\",ROUND(入力区間!K22,2))","v":""},{"$f":"IF(OR(D16=\"\",入力区間!$AA$8<>\"この項目を水理計算書に記載する\"),\"\",ROUND(入力区間!AA22,2))","v":""},{"$f":"入力区間!D22","v":""},{"$f":"IF(OR(入力区間!$AA$8<>\"この項目を水理計算書に記載する\",入力区間!AB22=\"\"),\"\",入力区間!AB22)","v":""}]
[null,{"$f":"IF(入力区間!F23=\"\",\"\",入力区間!F23)","v":13},{"$f":"IF(入力区間!G23=\"\",\"\",入力区間!G23)","v":""},{"$f":"IF(入力区間!I23=\"\",\"\",入力区間!I23)","v":""},{"$f":"IF(D17=\"\",\"\",入力区間!J23)","v":""},{"$f":"入力区間!AW23","v":""},"",{"$f":"IF(入力区間!H23=\"\",\"\",入力区間!H23)","v":""},{"$f":"入力区間!E23","v":""},{"$f":"入力区間!AE23","v":""},{"$f":"入力区間!AG23","v":""},{"$f":"IF(D17=\"\",\"\",ROUND(入力区間!K23,2))","v":""},{"$f":"IF(OR(D17=\"\",入力区間!$AA$8<>\"この項目を水理計算書に記載する\"),\"\",ROUND(入力区間!AA23,2))","v":""},{"$f":"入力区間!D23","v":""},{"$f":"IF(OR(入力区間!$AA$8<>\"この項目を水理計算書に記載する\",入力区間!AB23=\"\"),\"\",入力区間!AB23)","v":""}]
[null,{"$f":"IF(入力区間!F24=\"\",\"\",入力区間!F24)","v":14},{"$f":"IF(入力区間!G24=\"\",\"\",入力区間!G24)","v":""},{"$f":"IF(入力区間!I24=\"\",\"\",入力区間!I24)","v":""},{"$f":"IF(D18=\"\",\"\",入力区間!J24)","v":""},{"$f":"入力区間!AW24","v":""},"",{"$f":"IF(入力区間!H24=\"\",\"\",入力区間!H24)","v":""},{"$f":"入力区間!E24","v":""},{"$f":"入力区間!AE24","v":""},{"$f":"入力区間!AG24","v":""},{"$f":"IF(D18=\"\",\"\",ROUND(入力区間!K24,2))","v":""},{"$f":"IF(OR(D18=\"\",入力区間!$AA$8<>\"この項目を水理計算書に記載する\"),\"\",ROUND(入力区間!AA24,2))","v":""},{"$f":"入力区間!D24","v":""},{"$f":"IF(OR(入力区間!$AA$8<>\"この項目を水理計算書に記載する\",入力区間!AB24=\"\"),\"\",入力区間!AB24)","v":""}]
[null,{"$f":"IF(入力区間!F25=\"\",\"\",入力区間!F25)","v":15},{"$f":"IF(入力区間!G25=\"\",\"\",入力区間!G25)","v":""},{"$f":"IF(入力区間!I25=\"\",\"\",入力区間!I25)","v":""},{"$f":"IF(D19=\"\",\"\",入力区間!J25)","v":""},{"$f":"入力区間!AW25","v":""},"",{"$f":"IF(入力区間!H25=\"\",\"\",入力区間!H25)","v":""},{"$f":"入力区間!E25","v":""},{"$f":"入力区間!AE25","v":""},{"$f":"入力区間!AG25","v":""},{"$f":"IF(D19=\"\",\"\",ROUND(入力区間!K25,2))","v":""},{"$f":"IF(OR(D19=\"\",入力区間!$AA$8<>\"この項目を水理計算書に記載する\"),\"\",ROUND(入力区間!AA25,2))","v":""},{"$f":"入力区間!D25","v":""},{"$f":"IF(OR(入力区間!$AA$8<>\"この項目を水理計算書に記載する\",入力区間!AB25=\"\"),\"\",入力区間!AB25)","v":""}]
[null,{"$f":"IF(入力区間!F26=\"\",\"\",入力区間!F26)","v":16},{"$f":"IF(入力区間!G26=\"\",\"\",入力区間!G26)","v":""},{"$f":"IF(入力区間!I26=\"\",\"\",入力区間!I26)","v":""},{"$f":"IF(D20=\"\",\"\",入力区間!J26)","v":""},{"$f":"入力区間!AW26","v":""},"",{"$f":"IF(入力区間!H26=\"\",\"\",入力区間!H26)","v":""},{"$f":"入力区間!E26","v":""},{"$f":"入力区間!AE26","v":""},{"$f":"入力区間!AG26","v":""},{"$f":"IF(D20=\"\",\"\",ROUND(入力区間!K26,2))","v":""},{"$f":"IF(OR(D20=\"\",入力区間!$AA$8<>\"この項目を水理計算書に記載する\"),\"\",ROUND(入力区間!AA26,2))","v":""},{"$f":"入力区間!D26","v":""},{"$f":"IF(OR(入力区間!$AA$8<>\"この項目を水理計算書に記載する\",入力区間!AB26=\"\"),\"\",入力区間!AB26)","v":""}]
[null,{"$f":"IF(入力区間!F27=\"\",\"\",入力区間!F27)","v":17},{"$f":"IF(入力区間!G27=\"\",\"\",入力区間!G27)","v":""},{"$f":"IF(入力区間!I27=\"\",\"\",入力区間!I27)","v":""},{"$f":"IF(D21=\"\",\"\",入力区間!J27)","v":""},{"$f":"入力区間!AW27","v":""},"",{"$f":"IF(入力区間!H27=\"\",\"\",入力区間!H27)","v":""},{"$f":"入力区間!E27","v":""},{"$f":"入力区間!AE27","v":""},{"$f":"入力区間!AG27","v":""},{"$f":"IF(D21=\"\",\"\",ROUND(入力区間!K27,2))","v":""},{"$f":"IF(OR(D21=\"\",入力区間!$AA$8<>\"この項目を水理計算書に記載する\"),\"\",ROUND(入力区間!AA27,2))","v":""},{"$f":"入力区間!D27","v":""},{"$f":"IF(OR(入力区間!$AA$8<>\"この項目を水理計算書に記載する\",入力区間!AB27=\"\"),\"\",入力区間!AB27)","v":""}]
[null,{"$f":"IF(入力区間!F28=\"\",\"\",入力区間!F28)","v":18},{"$f":"IF(入力区間!G28=\"\",\"\",入力区間!G28)","v":""},{"$f":"IF(入力区間!I28=\"\",\"\",入力区間!I28)","v":""},{"$f":"IF(D22=\"\",\"\",入力区間!J28)","v":""},{"$f":"入力区間!AW28","v":""},"",{"$f":"IF(入力区間!H28=\"\",\"\",入力区間!H28)","v":""},{"$f":"入力区間!E28","v":""},{"$f":"入力区間!AE28","v":""},{"$f":"入力区間!AG28","v":""},{"$f":"IF(D22=\"\",\"\",ROUND(入力区間!K28,2))","v":""},{"$f":"IF(OR(D22=\"\",入力区間!$AA$8<>\"この項目を水理計算書に記載する\"),\"\",ROUND(入力区間!AA28,2))","v":""},{"$f":"入力区間!D28","v":""},{"$f":"IF(OR(入力区間!$AA$8<>\"この項目を水理計算書に記載する\",入力区間!AB28=\"\"),\"\",入力区間!AB28)","v":""}]
[null,{"$f":"IF(入力区間!F29=\"\",\"\",入力区間!F29)","v":19},{"$f":"IF(入力区間!G29=\"\",\"\",入力区間!G29)","v":""},{"$f":"IF(入力区間!I29=\"\",\"\",入力区間!I29)","v":""},{"$f":"IF(D23=\"\",\"\",入力区間!J29)","v":""},{"$f":"入力区間!AW29","v":""},"",{"$f":"IF(入力区間!H29=\"\",\"\",入力区間!H29)","v":""},{"$f":"入力区間!E29","v":""},{"$f":"入力区間!AE29","v":""},{"$f":"入力区間!AG29","v":""},{"$f":"IF(D23=\"\",\"\",ROUND(入力区間!K29,2))","v":""},{"$f":"IF(OR(D23=\"\",入力区間!$AA$8<>\"この項目を水理計算書に記載する\"),\"\",ROUND(入力区間!AA29,2))","v":""},{"$f":"入力区間!D29","v":""},{"$f":"IF(OR(入力区間!$AA$8<>\"この項目を水理計算書に記載する\",入力区間!AB29=\"\"),\"\",入力区間!AB29)","v":""}]
[null,{"$f":"IF(入力区間!F30=\"\",\"\",入力区間!F30)","v":20},{"$f":"IF(入力区間!G30=\"\",\"\",入力区間!G30)","v":""},{"$f":"IF(入力区間!I30=\"\",\"\",入力区間!I30)","v":""},{"$f":"IF(D24=\"\",\"\",入力区間!J30)","v":""},{"$f":"入力区間!AW30","v":""},"",{"$f":"IF(入力区間!H30=\"\",\"\",入力区間!H30)","v":""},{"$f":"入力区間!E30","v":""},{"$f":"入力区間!AE30","v":""},{"$f":"入力区間!AG30","v":""},{"$f":"IF(D24=\"\",\"\",ROUND(入力区間!K30,2))","v":""},{"$f":"IF(OR(D24=\"\",入力区間!$AA$8<>\"この項目を水理計算書に記載する\"),\"\",ROUND(入力区間!AA30,2))","v":""},{"$f":"入力区間!D30","v":""},{"$f":"IF(OR(入力区間!$AA$8<>\"この項目を水理計算書に記載する\",入力区間!AB30=\"\"),\"\",入力区間!AB30)","v":""}]
[null,{"$f":"IF(入力区間!F31=\"\",\"\",入力区間!F31)","v":21},{"$f":"IF(入力区間!G31=\"\",\"\",入力区間!G31)","v":""},{"$f":"IF(入力区間!I31=\"\",\"\",入力区間!I31)","v":""},{"$f":"IF(D25=\"\",\"\",入力区間!J31)","v":""},{"$f":"入力区間!AW31","v":""},"",{"$f":"IF(入力区間!H31=\"\",\"\",入力区間!H31)","v":""},{"$f":"入力区間!E31","v":""},{"$f":"入力区間!AE31","v":""},{"$f":"入力区間!AG31","v":""},{"$f":"IF(D25=\"\",\"\",ROUND(入力区間!K31,2))","v":""},{"$f":"IF(OR(D25=\"\",入力区間!$AA$8<>\"この項目を水理計算書に記載する\"),\"\",ROUND(入力区間!AA31,2))","v":""},{"$f":"入力区間!D31","v":""},{"$f":"IF(OR(入力区間!$AA$8<>\"この項目を水理計算書に記載する\",入力区間!AB31=\"\"),\"\",入力区間!AB31)","v":""}]
[null,{"$f":"IF(入力区間!F32=\"\",\"\",入力区間!F32)","v":22},{"$f":"IF(入力区間!G32=\"\",\"\",入力区間!G32)","v":""},{"$f":"IF(入力区間!I32=\"\",\"\",入力区間!I32)","v":""},{"$f":"IF(D26=\"\",\"\",入力区間!J32)","v":""},{"$f":"入力区間!AW32","v":""},"",{"$f":"IF(入力区間!H32=\"\",\"\",入力区間!H32)","v":""},{"$f":"入力区間!E32","v":""},{"$f":"入力区間!AE32","v":""},{"$f":"入力区間!AG32","v":""},{"$f":"IF(D26=\"\",\"\",ROUND(入力区間!K32,2))","v":""},{"$f":"IF(OR(D26=\"\",入力区間!$AA$8<>\"この項目を水理計算書に記載する\"),\"\",ROUND(入力区間!AA32,2))","v":""},{"$f":"入力区間!D32","v":""},{"$f":"IF(OR(入力区間!$AA$8<>\"この項目を水理計算書に記載する\",入力区間!AB32=\"\"),\"\",入力区間!AB32)","v":""}]
[null,{"$f":"IF(入力区間!F33=\"\",\"\",入力区間!F33)","v":23},{"$f":"IF(入力区間!G33=\"\",\"\",入力区間!G33)","v":""},{"$f":"IF(入力区間!I33=\"\",\"\",入力区間!I33)","v":""},{"$f":"IF(D27=\"\",\"\",入力区間!J33)","v":""},{"$f":"入力区間!AW33","v":""},"",{"$f":"IF(入力区間!H33=\"\",\"\",入力区間!H33)","v":""},{"$f":"入力区間!E33","v":""},{"$f":"入力区間!AE33","v":""},{"$f":"入力区間!AG33","v":""},{"$f":"IF(D27=\"\",\"\",ROUND(入力区間!K33,2))","v":""},{"$f":"IF(OR(D27=\"\",入力区間!$AA$8<>\"この項目を水理計算書に記載する\"),\"\",ROUND(入力区間!AA33,2))","v":""},{"$f":"入力区間!D33","v":""},{"$f":"IF(OR(入力区間!$AA$8<>\"この項目を水理計算書に記載する\",入力区間!AB33=\"\"),\"\",入力区間!AB33)","v":""}]
[null,{"$f":"IF(入力区間!F34=\"\",\"\",入力区間!F34)","v":24},{"$f":"IF(入力区間!G34=\"\",\"\",入力区間!G34)","v":""},{"$f":"IF(入力区間!I34=\"\",\"\",入力区間!I34)","v":""},{"$f":"IF(D28=\"\",\"\",入力区間!J34)","v":""},{"$f":"入力区間!AW34","v":""},"",{"$f":"IF(入力区間!H34=\"\",\"\",入力区間!H34)","v":""},{"$f":"入力区間!E34","v":""},{"$f":"入力区間!AE34","v":""},{"$f":"入力区間!AG34","v":""},{"$f":"IF(D28=\"\",\"\",ROUND(入力区間!K34,2))","v":""},{"$f":"IF(OR(D28=\"\",入力区間!$AA$8<>\"この項目を水理計算書に記載する\"),\"\",ROUND(入力区間!AA34,2))","v":""},{"$f":"入力区間!D34","v":""},{"$f":"IF(OR(入力区間!$AA$8<>\"この項目を水理計算書に記載する\",入力区間!AB34=\"\"),\"\",入力区間!AB34)","v":""}]
[null,{"$f":"IF(入力区間!F35=\"\",\"\",入力区間!F35)","v":25},{"$f":"IF(入力区間!G35=\"\",\"\",入力区間!G35)","v":""},{"$f":"IF(入力区間!I35=\"\",\"\",入力区間!I35)","v":""},{"$f":"IF(D29=\"\",\"\",入力区間!J35)","v":""},{"$f":"入力区間!AW35","v":""},"",{"$f":"IF(入力区間!H35=\"\",\"\",入力区間!H35)","v":""},{"$f":"入力区間!E35","v":""},{"$f":"入力区間!AE35","v":""},{"$f":"入力区間!AG35","v":""},{"$f":"IF(D29=\"\",\"\",ROUND(入力区間!K35,2))","v":""},{"$f":"IF(OR(D29=\"\",入力区間!$AA$8<>\"この項目を水理計算書に記載する\"),\"\",ROUND(入力区間!AA35,2))","v":""},{"$f":"入力区間!D35","v":""},{"$f":"IF(OR(入力区間!$AA$8<>\"この項目を水理計算書に記載する\",入力区間!AB35=\"\"),\"\",入力区間!AB35)","v":""}]
[null,{"$f":"IF(入力区間!$F$10<26,\"合計 \",\"小計\")","v":"合計 "},null,null,{"$f":"SUM(E5:E29)","v":26.3},{"$f":"SUM(F5:F29)","v":15.200000000000001},{"$f":"SUM(G5:G29)","v":41.5},null,null,null,{"$f":"SUM(K5:K29)","v":5.9399999999999995},{"$f":"SUM(L5:L29)","v":9.4},{"$f":"IF(入力区間!$AA$8<>\"この項目を水理計算書に記載する\",\"\",SUM(M5:M29))","v":""},{"$f":"SUM(N5:N29)","v":15.34}]
[]
[null,"※1 他損失水頭等の内訳は備考欄参照。"]
[null,{"$f":"IF(入力7!$B$15<>\"設定する\",\"\",IF(入力7!$C$15=\"\",\"※2 安全率未入力\",\"※2 損失水頭は安全率\"&入力7!$C$15&\"％を含んだ値。\"))","v":"※2 損失水頭は安全率10％を含んだ値。"}]
[]
[null,"損失水頭計算表 ( 2 / 2 )"]
[]
[null,"区間数","区間名","口径","管延長","直管\n換算長","管長計","流量","流速","動水勾配",{"$f":"IF(入力7!$B$15=\"設定する\",\"損失水頭\n（※2）\",\"損失水頭\")","v":"損失水頭\n（※2）"},"立上り","他損失\n水頭等\n（※1）","所要水頭","備考"]
[null,null,null,"mm","m","m","m","L/sec","m/sec","‰","m","m","m","m"]
[null,null,"前区間小計",null,{"$f":"E30","v":26.3},{"$f":"F30","v":15.200000000000001},{"$f":"G30","v":41.5},null,null,null,{"$f":"K30","v":5.9399999999999995},{"$f":"L30","v":9.4},{"$f":"M30","v":""},{"$f":"N30","v":15.34}]
[null,{"$f":"IF(入力区間!F36=\"\",\"\",入力区間!F36)","v":26},{"$f":"IF(入力区間!G36=\"\",\"\",入力区間!G36)","v":""},{"$f":"IF(入力区間!I36=\"\",\"\",入力区間!I36)","v":""},{"$f":"IF(D40=\"\",\"\",入力区間!J36)","v":""},{"$f":"入力区間!AW36","v":""},{"$f":"IF(F40=\"\",\"\",E40+F40)","v":""},{"$f":"IF(入力区間!H36=\"\",\"\",入力区間!H36)","v":""},{"$f":"入力区間!E36","v":""},{"$f":"入力区間!AE36","v":""},{"$f":"入力区間!AG36","v":""},{"$f":"IF(D40=\"\",\"\",ROUND(入力区間!K36,2))","v":""},{"$f":"IF(OR(D40=\"\",入力区間!$AA$8<>\"この項目を水理計算書に記載する\"),\"\",ROUND(入力区間!AA36,2))","v":""},{"$f":"入力区間!D36","v":""},{"$f":"IF(OR(入力区間!$AA$8<>\"この項目を水理計算書に記載する\",入力区間!AB36=\"\"),\"\",入力区間!AB36)","v":""}]
[null,{"$f":"IF(入力区間!F37=\"\",\"\",入力区間!F37)","v":27},{"$f":"IF(入力区間!G37=\"\",\"\",入力区間!G37)","v":""},{"$f":"IF(入力区間!I37=\"\",\"\",入力区間!I37)","v":""},{"$f":"IF(D41=\"\",\"\",入力区間!J37)","v":""},{"$f":"入力区間!AW37","v":""},"",{"$f":"IF(入力区間!H37=\"\",\"\",入力区間!H37)","v":""},{"$f":"入力区間!E37","v":""},{"$f":"入力区間!AE37","v":""},{"$f":"入力区間!AG37","v":""},{"$f":"IF(D41=\"\",\"\",ROUND(入力区間!K37,2))","v":""},{"$f":"IF(OR(D41=\"\",入力区間!$AA$8<>\"この項目を水理計算書に記載する\"),\"\",ROUND(入力区間!AA37,2))","v":""},{"$f":"入力区間!D37","v":""},{"$f":"IF(OR(入力区間!$AA$8<>\"この項目を水理計算書に記載する\",入力区間!AB37=\"\"),\"\",入力区間!AB37)","v":""}]
[null,{"$f":"IF(入力区間!F38=\"\",\"\",入力区間!F38)","v":28},{"$f":"IF(入力区間!G38=\"\",\"\",入力区間!G38)","v":""},{"$f":"IF(入力区間!I38=\"\",\"\",入力区間!I38)","v":""},{"$f":"IF(D42=\"\",\"\",入力区間!J38)","v":""},{"$f":"入力区間!AW38","v":""},"",{"$f":"IF(入力区間!H38=\"\",\"\",入力区間!H38)","v":""},{"$f":"入力区間!E38","v":""},{"$f":"入力区間!AE38","v":""},{"$f":"入力区間!AG38","v":""},{"$f":"IF(D42=\"\",\"\",ROUND(入力区間!K38,2))","v":""},{"$f":"IF(OR(D42=\"\",入力区間!$AA$8<>\"この項目を水理計算書に記載する\"),\"\",ROUND(入力区間!AA38,2))","v":""},{"$f":"入力区間!D38","v":""},{"$f":"IF(OR(入力区間!$AA$8<>\"この項目を水理計算書に記載する\",入力区間!AB38=\"\"),\"\",入力区間!AB38)","v":""}]
[null,{"$f":"IF(入力区間!F39=\"\",\"\",入力区間!F39)","v":29},{"$f":"IF(入力区間!G39=\"\",\"\",入力区間!G39)","v":""},{"$f":"IF(入力区間!I39=\"\",\"\",入力区間!I39)","v":""},{"$f":"IF(D43=\"\",\"\",入力区間!J39)","v":""},{"$f":"入力区間!AW39","v":""},"",{"$f":"IF(入力区間!H39=\"\",\"\",入力区間!H39)","v":""},{"$f":"入力区間!E39","v":""},{"$f":"入力区間!AE39","v":""},{"$f":"入力区間!AG39","v":""},{"$f":"IF(D43=\"\",\"\",ROUND(入力区間!K39,2))","v":""},{"$f":"IF(OR(D43=\"\",入力区間!$AA$8<>\"この項目を水理計算書に記載する\"),\"\",ROUND(入力区間!AA39,2))","v":""},{"$f":"入力区間!D39","v":""},{"$f":"IF(OR(入力区間!$AA$8<>\"この項目を水理計算書に記載する\",入力区間!AB39=\"\"),\"\",入力区間!AB39)","v":""}]
[null,{"$f":"IF(入力区間!F40=\"\",\"\",入力区間!F40)","v":30},{"$f":"IF(入力区間!G40=\"\",\"\",入力区間!G40)","v":""},{"$f":"IF(入力区間!I40=\"\",\"\",入力区間!I40)","v":""},{"$f":"IF(D44=\"\",\"\",入力区間!J40)","v":""},{"$f":"入力区間!AW40","v":""},"",{"$f":"IF(入力区間!H40=\"\",\"\",入力区間!H40)","v":""},{"$f":"入力区間!E40","v":""},{"$f":"入力区間!AE40","v":""},{"$f":"入力区間!AG40","v":""},{"$f":"IF(D44=\"\",\"\",ROUND(入力区間!K40,2))","v":""},{"$f":"IF(OR(D44=\"\",入力区間!$AA$8<>\"この項目を水理計算書に記載する\"),\"\",ROUND(入力区間!AA40,2))","v":""},{"$f":"入力区間!D40","v":""},{"$f":"IF(OR(入力区間!$AA$8<>\"この項目を水理計算書に記載する\",入力区間!AB40=\"\"),\"\",入力区間!AB40)","v":""}]
[null,{"$f":"IF(入力区間!F41=\"\",\"\",入力区間!F41)","v":31},{"$f":"IF(入力区間!G41=\"\",\"\",入力区間!G41)","v":""},{"$f":"IF(入力区間!I41=\"\",\"\",入力区間!I41)","v":""},{"$f":"IF(D45=\"\",\"\",入力区間!J41)","v":""},{"$f":"入力区間!AW41","v":""},"",{"$f":"IF(入力区間!H41=\"\",\"\",入力区間!H41)","v":""},{"$f":"入力区間!E41","v":""},{"$f":"入力区間!AE41","v":""},{"$f":"入力区間!AG41","v":""},{"$f":"IF(D45=\"\",\"\",ROUND(入力区間!K41,2))","v":""},{"$f":"IF(OR(D45=\"\",入力区間!$AA$8<>\"この項目を水理計算書に記載する\"),\"\",ROUND(入力区間!AA41,2))","v":""},{"$f":"入力区間!D41","v":""},{"$f":"IF(OR(入力区間!$AA$8<>\"この項目を水理計算書に記載する\",入力区間!AB41=\"\"),\"\",入力区間!AB41)","v":""}]
[null,{"$f":"IF(入力区間!F42=\"\",\"\",入力区間!F42)","v":32},{"$f":"IF(入力区間!G42=\"\",\"\",入力区間!G42)","v":""},{"$f":"IF(入力区間!I42=\"\",\"\",入力区間!I42)","v":""},{"$f":"IF(D46=\"\",\"\",入力区間!J42)","v":""},{"$f":"入力区間!AW42","v":""},"",{"$f":"IF(入力区間!H42=\"\",\"\",入力区間!H42)","v":""},{"$f":"入力区間!E42","v":""},{"$f":"入力区間!AE42","v":""},{"$f":"入力区間!AG42","v":""},{"$f":"IF(D46=\"\",\"\",ROUND(入力区間!K42,2))","v":""},{"$f":"IF(OR(D46=\"\",入力区間!$AA$8<>\"この項目を水理計算書に記載する\"),\"\",ROUND(入力区間!AA42,2))","v":""},{"$f":"入力区間!D42","v":""},{"$f":"IF(OR(入力区間!$AA$8<>\"この項目を水理計算書に記載する\",入力区間!AB42=\"\"),\"\",入力区間!AB42)","v":""}]
[null,{"$f":"IF(入力区間!F43=\"\",\"\",入力区間!F43)","v":33},{"$f":"IF(入力区間!G43=\"\",\"\",入力区間!G43)","v":""},{"$f":"IF(入力区間!I43=\"\",\"\",入力区間!I43)","v":""},{"$f":"IF(D47=\"\",\"\",入力区間!J43)","v":""},{"$f":"入力区間!AW43","v":""},"",{"$f":"IF(入力区間!H43=\"\",\"\",入力区間!H43)","v":""},{"$f":"入力区間!E43","v":""},{"$f":"入力区間!AE43","v":""},{"$f":"入力区間!AG43","v":""},{"$f":"IF(D47=\"\",\"\",ROUND(入力区間!K43,2))","v":""},{"$f":"IF(OR(D47=\"\",入力区間!$AA$8<>\"この項目を水理計算書に記載する\"),\"\",ROUND(入力区間!AA43,2))","v":""},{"$f":"入力区間!D43","v":""},{"$f":"IF(OR(入力区間!$AA$8<>\"この項目を水理計算書に記載する\",入力区間!AB43=\"\"),\"\",入力区間!AB43)","v":""}]
[null,{"$f":"IF(入力区間!F44=\"\",\"\",入力区間!F44)","v":34},{"$f":"IF(入力区間!G44=\"\",\"\",入力区間!G44)","v":""},{"$f":"IF(入力区間!I44=\"\",\"\",入力区間!I44)","v":""},{"$f":"IF(D48=\"\",\"\",入力区間!J44)","v":""},{"$f":"入力区間!AW44","v":""},"",{"$f":"IF(入力区間!H44=\"\",\"\",入力区間!H44)","v":""},{"$f":"入力区間!E44","v":""},{"$f":"入力区間!AE44","v":""},{"$f":"入力区間!AG44","v":""},{"$f":"IF(D48=\"\",\"\",ROUND(入力区間!K44,2))","v":""},{"$f":"IF(OR(D48=\"\",入力区間!$AA$8<>\"この項目を水理計算書に記載する\"),\"\",ROUND(入力区間!AA44,2))","v":""},{"$f":"入力区間!D44","v":""},{"$f":"IF(OR(入力区間!$AA$8<>\"この項目を水理計算書に記載する\",入力区間!AB44=\"\"),\"\",入力区間!AB44)","v":""}]
[null,{"$f":"IF(入力区間!F45=\"\",\"\",入力区間!F45)","v":35},{"$f":"IF(入力区間!G45=\"\",\"\",入力区間!G45)","v":""},{"$f":"IF(入力区間!I45=\"\",\"\",入力区間!I45)","v":""},{"$f":"IF(D49=\"\",\"\",入力区間!J45)","v":""},{"$f":"入力区間!AW45","v":""},"",{"$f":"IF(入力区間!H45=\"\",\"\",入力区間!H45)","v":""},{"$f":"入力区間!E45","v":""},{"$f":"入力区間!AE45","v":""},{"$f":"入力区間!AG45","v":""},{"$f":"IF(D49=\"\",\"\",ROUND(入力区間!K45,2))","v":""},{"$f":"IF(OR(D49=\"\",入力区間!$AA$8<>\"この項目を水理計算書に記載する\"),\"\",ROUND(入力区間!AA45,2))","v":""},{"$f":"入力区間!D45","v":""},{"$f":"IF(OR(入力区間!$AA$8<>\"この項目を水理計算書に記載する\",入力区間!AB45=\"\"),\"\",入力区間!AB45)","v":""}]
[null,{"$f":"IF(入力区間!F46=\"\",\"\",入力区間!F46)","v":36},{"$f":"IF(入力区間!G46=\"\",\"\",入力区間!G46)","v":""},{"$f":"IF(入力区間!I46=\"\",\"\",入力区間!I46)","v":""},{"$f":"IF(D50=\"\",\"\",入力区間!J46)","v":""},{"$f":"入力区間!AW46","v":""},"",{"$f":"IF(入力区間!H46=\"\",\"\",入力区間!H46)","v":""},{"$f":"入力区間!E46","v":""},{"$f":"入力区間!AE46","v":""},{"$f":"入力区間!AG46","v":""},{"$f":"IF(D50=\"\",\"\",ROUND(入力区間!K46,2))","v":""},{"$f":"IF(OR(D50=\"\",入力区間!$AA$8<>\"この項目を水理計算書に記載する\"),\"\",ROUND(入力区間!AA46,2))","v":""},{"$f":"入力区間!D46","v":""},{"$f":"IF(OR(入力区間!$AA$8<>\"この項目を水理計算書に記載する\",入力区間!AB46=\"\"),\"\",入力区間!AB46)","v":""}]
[null,{"$f":"IF(入力区間!F47=\"\",\"\",入力区間!F47)","v":37},{"$f":"IF(入力区間!G47=\"\",\"\",入力区間!G47)","v":""},{"$f":"IF(入力区間!I47=\"\",\"\",入力区間!I47)","v":""},{"$f":"IF(D51=\"\",\"\",入力区間!J47)","v":""},{"$f":"入力区間!AW47","v":""},"",{"$f":"IF(入力区間!H47=\"\",\"\",入力区間!H47)","v":""},{"$f":"入力区間!E47","v":""},{"$f":"入力区間!AE47","v":""},{"$f":"入力区間!AG47","v":""},{"$f":"IF(D51=\"\",\"\",ROUND(入力区間!K47,2))","v":""},{"$f":"IF(OR(D51=\"\",入力区間!$AA$8<>\"この項目を水理計算書に記載する\"),\"\",ROUND(入力区間!AA47,2))","v":""},{"$f":"入力区間!D47","v":""},{"$f":"IF(OR(入力区間!$AA$8<>\"この項目を水理計算書に記載する\",入力区間!AB47=\"\"),\"\",入力区間!AB47)","v":""}]
[null,{"$f":"IF(入力区間!F48=\"\",\"\",入力区間!F48)","v":38},{"$f":"IF(入力区間!G48=\"\",\"\",入力区間!G48)","v":""},{"$f":"IF(入力区間!I48=\"\",\"\",入力区間!I48)","v":""},{"$f":"IF(D52=\"\",\"\",入力区間!J48)","v":""},{"$f":"入力区間!AW48","v":""},"",{"$f":"IF(入力区間!H48=\"\",\"\",入力区間!H48)","v":""},{"$f":"入力区間!E48","v":""},{"$f":"入力区間!AE48","v":""},{"$f":"入力区間!AG48","v":""},{"$f":"IF(D52=\"\",\"\",ROUND(入力区間!K48,2))","v":""},{"$f":"IF(OR(D52=\"\",入力区間!$AA$8<>\"この項目を水理計算書に記載する\"),\"\",ROUND(入力区間!AA48,2))","v":""},{"$f":"入力区間!D48","v":""},{"$f":"IF(OR(入力区間!$AA$8<>\"この項目を水理計算書に記載する\",入力区間!AB48=\"\"),\"\",入力区間!AB48)","v":""}]
[null,{"$f":"IF(入力区間!F49=\"\",\"\",入力区間!F49)","v":39},{"$f":"IF(入力区間!G49=\"\",\"\",入力区間!G49)","v":""},{"$f":"IF(入力区間!I49=\"\",\"\",入力区間!I49)","v":""},{"$f":"IF(D53=\"\",\"\",入力区間!J49)","v":""},{"$f":"入力区間!AW49","v":""},"",{"$f":"IF(入力区間!H49=\"\",\"\",入力区間!H49)","v":""},{"$f":"入力区間!E49","v":""},{"$f":"入力区間!AE49","v":""},{"$f":"入力区間!AG49","v":""},{"$f":"IF(D53=\"\",\"\",ROUND(入力区間!K49,2))","v":""},{"$f":"IF(OR(D53=\"\",入力区間!$AA$8<>\"この項目を水理計算書に記載する\"),\"\",ROUND(入力区間!AA49,2))","v":""},{"$f":"入力区間!D49","v":""},{"$f":"IF(OR(入力区間!$AA$8<>\"この項目を水理計算書に記載する\",入力区間!AB49=\"\"),\"\",入力区間!AB49)","v":""}]
[null,{"$f":"IF(入力区間!F50=\"\",\"\",入力区間!F50)","v":40},{"$f":"IF(入力区間!G50=\"\",\"\",入力区間!G50)","v":""},{"$f":"IF(入力区間!I50=\"\",\"\",入力区間!I50)","v":""},{"$f":"IF(D54=\"\",\"\",入力区間!J50)","v":""},{"$f":"入力区間!AW50","v":""},"",{"$f":"IF(入力区間!H50=\"\",\"\",入力区間!H50)","v":""},{"$f":"入力区間!E50","v":""},{"$f":"入力区間!AE50","v":""},{"$f":"入力区間!AG50","v":""},{"$f":"IF(D54=\"\",\"\",ROUND(入力区間!K50,2))","v":""},{"$f":"IF(OR(D54=\"\",入力区間!$AA$8<>\"この項目を水理計算書に記載する\"),\"\",ROUND(入力区間!AA50,2))","v":""},{"$f":"入力区間!D50","v":""},{"$f":"IF(OR(入力区間!$AA$8<>\"この項目を水理計算書に記載する\",入力区間!AB50=\"\"),\"\",入力区間!AB50)","v":""}]
[null,{"$f":"IF(入力区間!F51=\"\",\"\",入力区間!F51)","v":41},{"$f":"IF(入力区間!G51=\"\",\"\",入力区間!G51)","v":""},{"$f":"IF(入力区間!I51=\"\",\"\",入力区間!I51)","v":""},{"$f":"IF(D55=\"\",\"\",入力区間!J51)","v":""},{"$f":"入力区間!AW51","v":""},"",{"$f":"IF(入力区間!H51=\"\",\"\",入力区間!H51)","v":""},{"$f":"入力区間!E51","v":""},{"$f":"入力区間!AE51","v":""},{"$f":"入力区間!AG51","v":""},{"$f":"IF(D55=\"\",\"\",ROUND(入力区間!K51,2))","v":""},{"$f":"IF(OR(D55=\"\",入力区間!$AA$8<>\"この項目を水理計算書に記載する\"),\"\",ROUND(入力区間!AA51,2))","v":""},{"$f":"入力区間!D51","v":""},{"$f":"IF(OR(入力区間!$AA$8<>\"この項目を水理計算書に記載する\",入力区間!AB51=\"\"),\"\",入力区間!AB51)","v":""}]
[null,{"$f":"IF(入力区間!F52=\"\",\"\",入力区間!F52)","v":42},{"$f":"IF(入力区間!G52=\"\",\"\",入力区間!G52)","v":""},{"$f":"IF(入力区間!I52=\"\",\"\",入力区間!I52)","v":""},{"$f":"IF(D56=\"\",\"\",入力区間!J52)","v":""},{"$f":"入力区間!AW52","v":""},"",{"$f":"IF(入力区間!H52=\"\",\"\",入力区間!H52)","v":""},{"$f":"入力区間!E52","v":""},{"$f":"入力区間!AE52","v":""},{"$f":"入力区間!AG52","v":""},{"$f":"IF(D56=\"\",\"\",ROUND(入力区間!K52,2))","v":""},{"$f":"IF(OR(D56=\"\",入力区間!$AA$8<>\"この項目を水理計算書に記載する\"),\"\",ROUND(入力区間!AA52,2))","v":""},{"$f":"入力区間!D52","v":""},{"$f":"IF(OR(入力区間!$AA$8<>\"この項目を水理計算書に記載する\",入力区間!AB52=\"\"),\"\",入力区間!AB52)","v":""}]
[null,{"$f":"IF(入力区間!F53=\"\",\"\",入力区間!F53)","v":43},{"$f":"IF(入力区間!G53=\"\",\"\",入力区間!G53)","v":""},{"$f":"IF(入力区間!I53=\"\",\"\",入力区間!I53)","v":""},{"$f":"IF(D57=\"\",\"\",入力区間!J53)","v":""},{"$f":"入力区間!AW53","v":""},"",{"$f":"IF(入力区間!H53=\"\",\"\",入力区間!H53)","v":""},{"$f":"入力区間!E53","v":""},{"$f":"入力区間!AE53","v":""},{"$f":"入力区間!AG53","v":""},{"$f":"IF(D57=\"\",\"\",ROUND(入力区間!K53,2))","v":""},{"$f":"IF(OR(D57=\"\",入力区間!$AA$8<>\"この項目を水理計算書に記載する\"),\"\",ROUND(入力区間!AA53,2))","v":""},{"$f":"入力区間!D53","v":""},{"$f":"IF(OR(入力区間!$AA$8<>\"この項目を水理計算書に記載する\",入力区間!AB53=\"\"),\"\",入力区間!AB53)","v":""}]
[null,{"$f":"IF(入力区間!F54=\"\",\"\",入力区間!F54)","v":44},{"$f":"IF(入力区間!G54=\"\",\"\",入力区間!G54)","v":""},{"$f":"IF(入力区間!I54=\"\",\"\",入力区間!I54)","v":""},{"$f":"IF(D58=\"\",\"\",入力区間!J54)","v":""},{"$f":"入力区間!AW54","v":""},"",{"$f":"IF(入力区間!H54=\"\",\"\",入力区間!H54)","v":""},{"$f":"入力区間!E54","v":""},{"$f":"入力区間!AE54","v":""},{"$f":"入力区間!AG54","v":""},{"$f":"IF(D58=\"\",\"\",ROUND(入力区間!K54,2))","v":""},{"$f":"IF(OR(D58=\"\",入力区間!$AA$8<>\"この項目を水理計算書に記載する\"),\"\",ROUND(入力区間!AA54,2))","v":""},{"$f":"入力区間!D54","v":""},{"$f":"IF(OR(入力区間!$AA$8<>\"この項目を水理計算書に記載する\",入力区間!AB54=\"\"),\"\",入力区間!AB54)","v":""}]
[null,{"$f":"IF(入力区間!F55=\"\",\"\",入力区間!F55)","v":45},{"$f":"IF(入力区間!G55=\"\",\"\",入力区間!G55)","v":""},{"$f":"IF(入力区間!I55=\"\",\"\",入力区間!I55)","v":""},{"$f":"IF(D59=\"\",\"\",入力区間!J55)","v":""},{"$f":"入力区間!AW55","v":""},"",{"$f":"IF(入力区間!H55=\"\",\"\",入力区間!H55)","v":""},{"$f":"入力区間!E55","v":""},{"$f":"入力区間!AE55","v":""},{"$f":"入力区間!AG55","v":""},{"$f":"IF(D59=\"\",\"\",ROUND(入力区間!K55,2))","v":""},{"$f":"IF(OR(D59=\"\",入力区間!$AA$8<>\"この項目を水理計算書に記載する\"),\"\",ROUND(入力区間!AA55,2))","v":""},{"$f":"入力区間!D55","v":""},{"$f":"IF(OR(入力区間!$AA$8<>\"この項目を水理計算書に記載する\",入力区間!AB55=\"\"),\"\",入力区間!AB55)","v":""}]
[null,{"$f":"IF(入力区間!F56=\"\",\"\",入力区間!F56)","v":46},{"$f":"IF(入力区間!G56=\"\",\"\",入力区間!G56)","v":""},{"$f":"IF(入力区間!I56=\"\",\"\",入力区間!I56)","v":""},{"$f":"IF(D60=\"\",\"\",入力区間!J56)","v":""},{"$f":"入力区間!AW56","v":""},"",{"$f":"IF(入力区間!H56=\"\",\"\",入力区間!H56)","v":""},{"$f":"入力区間!E56","v":""},{"$f":"入力区間!AE56","v":""},{"$f":"入力区間!AG56","v":""},{"$f":"IF(D60=\"\",\"\",ROUND(入力区間!K56,2))","v":""},{"$f":"IF(OR(D60=\"\",入力区間!$AA$8<>\"この項目を水理計算書に記載する\"),\"\",ROUND(入力区間!AA56,2))","v":""},{"$f":"入力区間!D56","v":""},{"$f":"IF(OR(入力区間!$AA$8<>\"この項目を水理計算書に記載する\",入力区間!AB56=\"\"),\"\",入力区間!AB56)","v":""}]
[null,{"$f":"IF(入力区間!F57=\"\",\"\",入力区間!F57)","v":47},{"$f":"IF(入力区間!G57=\"\",\"\",入力区間!G57)","v":""},{"$f":"IF(入力区間!I57=\"\",\"\",入力区間!I57)","v":""},{"$f":"IF(D61=\"\",\"\",入力区間!J57)","v":""},{"$f":"入力区間!AW57","v":""},"",{"$f":"IF(入力区間!H57=\"\",\"\",入力区間!H57)","v":""},{"$f":"入力区間!E57","v":""},{"$f":"入力区間!AE57","v":""},{"$f":"入力区間!AG57","v":""},{"$f":"IF(D61=\"\",\"\",ROUND(入力区間!K57,2))","v":""},{"$f":"IF(OR(D61=\"\",入力区間!$AA$8<>\"この項目を水理計算書に記載する\"),\"\",ROUND(入力区間!AA57,2))","v":""},{"$f":"入力区間!D57","v":""},{"$f":"IF(OR(入力区間!$AA$8<>\"この項目を水理計算書に記載する\",入力区間!AB57=\"\"),\"\",入力区間!AB57)","v":""}]
[null,{"$f":"IF(入力区間!F58=\"\",\"\",入力区間!F58)","v":48},{"$f":"IF(入力区間!G58=\"\",\"\",入力区間!G58)","v":""},{"$f":"IF(入力区間!I58=\"\",\"\",入力区間!I58)","v":""},{"$f":"IF(D62=\"\",\"\",入力区間!J58)","v":""},{"$f":"入力区間!AW58","v":""},"",{"$f":"IF(入力区間!H58=\"\",\"\",入力区間!H58)","v":""},{"$f":"入力区間!E58","v":""},{"$f":"入力区間!AE58","v":""},{"$f":"入力区間!AG58","v":""},{"$f":"IF(D62=\"\",\"\",ROUND(入力区間!K58,2))","v":""},{"$f":"IF(OR(D62=\"\",入力区間!$AA$8<>\"この項目を水理計算書に記載する\"),\"\",ROUND(入力区間!AA58,2))","v":""},{"$f":"入力区間!D58","v":""},{"$f":"IF(OR(入力区間!$AA$8<>\"この項目を水理計算書に記載する\",入力区間!AB58=\"\"),\"\",入力区間!AB58)","v":""}]
[null,{"$f":"IF(入力区間!F59=\"\",\"\",入力区間!F59)","v":49},{"$f":"IF(入力区間!G59=\"\",\"\",入力区間!G59)","v":""},{"$f":"IF(入力区間!I59=\"\",\"\",入力区間!I59)","v":""},{"$f":"IF(D63=\"\",\"\",入力区間!J59)","v":""},{"$f":"入力区間!AW59","v":""},"",{"$f":"IF(入力区間!H59=\"\",\"\",入力区間!H59)","v":""},{"$f":"入力区間!E59","v":""},{"$f":"入力区間!AE59","v":""},{"$f":"入力区間!AG59","v":""},{"$f":"IF(D63=\"\",\"\",ROUND(入力区間!K59,2))","v":""},{"$f":"IF(OR(D63=\"\",入力区間!$AA$8<>\"この項目を水理計算書に記載する\"),\"\",ROUND(入力区間!AA59,2))","v":""},{"$f":"入力区間!D59","v":""},{"$f":"IF(OR(入力区間!$AA$8<>\"この項目を水理計算書に記載する\",入力区間!AB59=\"\"),\"\",入力区間!AB59)","v":""}]
[null,{"$f":"IF(入力区間!F60=\"\",\"\",入力区間!F60)","v":50},{"$f":"IF(入力区間!G60=\"\",\"\",入力区間!G60)","v":""},{"$f":"IF(入力区間!I60=\"\",\"\",入力区間!I60)","v":""},{"$f":"IF(D64=\"\",\"\",入力区間!J60)","v":""},{"$f":"入力区間!AW60","v":""},"",{"$f":"IF(入力区間!H60=\"\",\"\",入力区間!H60)","v":""},{"$f":"入力区間!E60","v":""},{"$f":"入力区間!AE60","v":""},{"$f":"入力区間!AG60","v":""},{"$f":"IF(D64=\"\",\"\",ROUND(入力区間!K60,2))","v":""},{"$f":"IF(OR(D64=\"\",入力区間!$AA$8<>\"この項目を水理計算書に記載する\"),\"\",ROUND(入力区間!AA60,2))","v":""},{"$f":"入力区間!D60","v":""},{"$f":"IF(OR(入力区間!$AA$8<>\"この項目を水理計算書に記載する\",入力区間!AB60=\"\"),\"\",入力区間!AB60)","v":""}]
[null,"合計",null,null,{"$f":"SUM(E39:E64)","v":26.3},{"$f":"SUM(F39:F64)","v":15.200000000000001},{"$f":"SUM(G39:G64)","v":41.5},null,null,null,{"$f":"SUM(K39:K64)","v":5.9399999999999995},{"$f":"SUM(L39:L64)","v":9.4},{"$f":"IF(入力区間!$AA$8<>\"この項目を水理計算書に記載する\",\"\",SUM(M39:M64))","v":""},{"$f":"SUM(N39:N64)","v":15.34}]
[]
[null,"※1 他損失水頭等の内訳は備考欄参照。"]
[null,{"$f":"IF(入力7!$B$15<>\"設定する\",\"\",IF(入力7!$C$15=\"\",\"※2 安全率未入力\",\"※2 損失水頭は安全率\"&入力7!$C$15&\"％を含んだ値。\"))","v":"※2 損失水頭は安全率10％を含んだ値。"}]

{"sheet":"5直管換算長計算書","index":38,"n_rows":64,"n_cols":35,"rows_kept":64,"cut":false,"hidden":true,"merged":[[2,34,3,34],[3,4,3,5],[3,6,3,7],[3,8,3,9],[3,10,3,11],[3,12,3,13],[3,26,3,27],[3,28,3,29],[3,30,3,31],[3,32,3,33],[3,22,3,23],[3,24,3,25],[30,1,30,3],[3,14,3,15],[3,16,3,17],[3,18,3,19],[3,20,3,21],[2,1,4,1],[2,2,4,2],[2,3,4,3],[2,4,2,33],[63,1,63,3],[34,34,35,34],[35,4,35,5],[35,6,35,7],[35,8,35,9],[35,10,35,11],[35,12,35,13],[35,14,35,15],[35,16,35,17],[35,18,35,19],[35,20,35,21],[34,1,36,1],[34,2,36,2],[34,3,36,3],[34,4,34,33],[35,22,35,23],[35,24,35,25],[35,26,35,27],[35,28,35,29],[35,30,35,31],[35,32,35,33]]}
[null,{"$f":"IF(入力区間!$F$10<26,\"直管換算長計算書 \",\"直管換算長計算書 ( 1 / 2 )\")","v":"直管換算長計算書 "}]
[]
[null,"区関数","区間名","口径","直管換算長",null,null,null,null,null,null,null,null,null,null,null,null,null,null,null,null,null,null,null,null,null,null,null,null,null,null,null,null,null,"直管\n換算長\n合計"]
[null,null,null,null,{"$f":"IF(直管換算!C3=\"\",\"\",直管換算!C3)","v":"分水栓"},null,{"$f":"IF(直管換算!D3=\"\",\"\",直管換算!D3)","v":"量水器"},null,{"$f":"IF(直管換算!E3=\"\",\"\",直管換算!E3)","v":"水栓"},null,{"$f":"IF(直管換算!F3=\"\",\"\",直管換算!F3)","v":"ポール\nタップ\n定水位弁"},null,{"$f":"IF(直管換算!G3=\"\",\"\",直管換算!G3)","v":"ゲート\nバルブ"},null,{"$f":"IF(直管換算!H3=\"\",\"\",直管換算!H3)","v":"グローブ\nバルブ"},null,{"$f":"IF(直管換算!I3=\"\",\"\",直管換算!I3)","v":"ボール\n止水栓"},null,{"$f":"IF(直管換算!J3=\"\",\"\",直管換算!J3)","v":"逆止弁"},null,{"$f":"IF(直管換算!K3=\"\",\"\",直管換算!K3)","v":"曲半径小\n90度曲管"},null,{"$f":"IF(直管換算!L3=\"\",\"\",直管換算!L3)","v":"曲半径小\n45度曲管"},null,{"$f":"IF(直管換算!M3=\"\",\"\",直管換算!M3)","v":"曲半径大\n90度曲管"},null,{"$f":"IF(直管換算!N3=\"\",\"\",直管換算!N3)","v":"曲半径大\n45度曲管"},null,{"$f":"IF(直管換算!O3=\"\",\"\",直管換算!O3)","v":"架橋ポリ\nチーズ\nエルボ"},null,{"$f":"IF(直管換算!P3=\"\",\"\",直管換算!P3)","v":""},null,{"$f":"IF(直管換算!Q3=\"\",\"\",直管換算!Q3)","v":""}]
[null,null,null,null,"個","m","個","m","個","m","個","m","個","m","個","m","個","m","個","m","個","m","個","m","個","m","個","m","個","m","個","m","個","m","m"]
[null,{"$f":"IF(入力区間!F11=\"\",\"\",入力区間!F11)","v":1},{"$f":"IF(入力区間!G11=\"\",\"\",入力区間!G11)","v":"A-B"},{"$f":"IF(入力区間!I11=\"\",\"\",入力区間!I11)","v":13},{"$f":"IF(OR(入力区間!$I11=\"\",入力区間!L11=\"\"),\"\",入力区間!L11)","v":""},{"$f":"IF(入力区間!AH11=\"\",\"\",入力区間!AH11)","v":""},{"$f":"IF(OR(入力区間!$I11=\"\",入力区間!M11=\"\"),\"\",入力区間!M11)","v":""},{"$f":"IF(入力区間!AI11=\"\",\"\",入力区間!AI11)","v":""},{"$f":"IF(OR(入力区間!$I11=\"\",入力区間!N11=\"\"),\"\",入力区間!N11)","v":1},{"$f":"IF(入力区間!AJ11=\"\",\"\",入力区間!AJ11)","v":3},{"$f":"IF(OR(入力区間!$I11=\"\",入力区間!O11=\"\"),\"\",入力区間!O11)","v":""},{"$f":"IF(入力区間!AK11=\"\",\"\",入力区間!AK11)","v":""},{"$f":"IF(OR(入力区間!$I11=\"\",入力区間!P11=\"\"),\"\",入力区間!P11)","v":""},{"$f":"IF(入力区間!AL11=\"\",\"\",入力区間!AL11)","v":""},{"$f":"IF(OR(入力区間!$I11=\"\",入力区間!Q11=\"\"),\"\",入力区間!Q11)","v":""},{"$f":"IF(入力区間!AM11=\"\",\"\",入力区間!AM11)","v":""},{"$f":"IF(OR(入力区間!$I11=\"\",入力区間!R11=\"\"),\"\",入力区間!R11)","v":""},{"$f":"IF(入力区間!AN11=\"\",\"\",入力区間!AN11)","v":""},{"$f":"IF(OR(入力区間!$I11=\"\",入力区間!S11=\"\"),\"\",入力区間!S11)","v":""},{"$f":"IF(入力区間!AO11=\"\",\"\",入力区間!AO11)","v":""},{"$f":"IF(OR(入力区間!$I11=\"\",入力区間!T11=\"\"),\"\",入力区間!T11)","v":""},{"$f":"IF(入力区間!AP11=\"\",\"\",入力区間!AP11)","v":""},{"$f":"IF(OR(入力区間!$I11=\"\",入力区間!U11=\"\"),\"\",入力区間!U11)","v":""},{"$f":"IF(入力区間!AQ11=\"\",\"\",入力区間!AQ11)","v":""},{"$f":"IF(OR(入力区間!$I11=\"\",入力区間!V11=\"\"),\"\",入力区間!V11)","v":""},{"$f":"IF(入力区間!AR11=\"\",\"\",入力区間!AR11)","v":""},{"$f":"IF(OR(入力区間!$I11=\"\",入力区間!W11=\"\"),\"\",入力区間!W11)","v":""},{"$f":"IF(入力区間!AS11=\"\",\"\",入力区間!AS11)","v":""},{"$f":"IF(OR(入力区間!$I11=\"\",入力区間!X11=\"\"),\"\",入力区間!X11)","v":""},{"$f":"IF(入力区間!AT11=\"\",\"\",入力区間!AT11)","v":""},{"$f":"IF(OR(入力区間!$I11=\"\",入力区間!Y11=\"\"),\"\",入力区間!Y11)","v":""},{"$f":"IF(入力区間!AU11=\"\",\"\",入力区間!AU11)","v":""},{"$f":"IF(OR(入力区間!$I11=\"\",入力区間!Z11=\"\"),\"\",入力区間!Z11)","v":""},{"$f":"IF(入力区間!AV11=\"\",\"\",入力区間!AV11)","v":""},{"$f":"IF(入力区間!AW11=\"\",\"\",入力区間!AW11)","v":3}]
[null,{"$f":"IF(入力区間!F12=\"\",\"\",入力区間!F12)","v":2},{"$f":"IF(入力区間!G12=\"\",\"\",入力区間!G12)","v":"B-C"},{"$f":"IF(入力区間!I12=\"\",\"\",入力区間!I12)","v":20},{"$f":"IF(OR(入力区間!$I12=\"\",入力区間!L12=\"\"),\"\",入力区間!L12)","v":""},{"$f":"IF(入力区間!AH12=\"\",\"\",入力区間!AH12)","v":""},{"$f":"IF(OR(入力区間!$I12=\"\",入力区間!M12=\"\"),\"\",入力区間!M12)","v":""},{"$f":"IF(入力区間!AI12=\"\",\"\",入力区間!AI12)","v":""},{"$f":"IF(OR(入力区間!$I12=\"\",入力区間!N12=\"\"),\"\",入力区間!N12)","v":""},{"$f":"IF(入力区間!AJ12=\"\",\"\",入力区間!AJ12)","v":""},{"$f":"IF(OR(入力区間!$I12=\"\",入力区間!O12=\"\"),\"\",入力区間!O12)","v":""},{"$f":"IF(入力区間!AK12=\"\",\"\",入力区間!AK12)","v":""},{"$f":"IF(OR(入力区間!$I12=\"\",入力区間!P12=\"\"),\"\",入力区間!P12)","v":""},{"$f":"IF(入力区間!AL12=\"\",\"\",入力区間!AL12)","v":""},{"$f":"IF(OR(入力区間!$I12=\"\",入力区間!Q12=\"\"),\"\",入力区間!Q12)","v":""},{"$f":"IF(入力区間!AM12=\"\",\"\",入力区間!AM12)","v":""},{"$f":"IF(OR(入力区間!$I12=\"\",入力区間!R12=\"\"),\"\",入力区間!R12)","v":""},{"$f":"IF(入力区間!AN12=\"\",\"\",入力区間!AN12)","v":""},{"$f":"IF(OR(入力区間!$I12=\"\",入力区間!S12=\"\"),\"\",入力区間!S12)","v":""},{"$f":"IF(入力区間!AO12=\"\",\"\",入力区間!AO12)","v":""},{"$f":"IF(OR(入力区間!$I12=\"\",入力区間!T12=\"\"),\"\",入力区間!T12)","v":""},{"$f":"IF(入力区間!AP12=\"\",\"\",入力区間!AP12)","v":""},{"$f":"IF(OR(入力区間!$I12=\"\",入力区間!U12=\"\"),\"\",入力区間!U12)","v":""},{"$f":"IF(入力区間!AQ12=\"\",\"\",入力区間!AQ12)","v":""},{"$f":"IF(OR(入力区間!$I12=\"\",入力区間!V12=\"\"),\"\",入力区間!V12)","v":""},{"$f":"IF(入力区間!AR12=\"\",\"\",入力区間!AR12)","v":""},{"$f":"IF(OR(入力区間!$I12=\"\",入力区間!W12=\"\"),\"\",入力区間!W12)","v":""},{"$f":"IF(入力区間!AS12=\"\",\"\",入力区間!AS12)","v":""},{"$f":"IF(OR(入力区間!$I12=\"\",入力区間!X12=\"\"),\"\",入力区間!X12)","v":""},{"$f":"IF(入力区間!AT12=\"\",\"\",入力区間!AT12)","v":""},{"$f":"IF(OR(入力区間!$I12=\"\",入力区間!Y12=\"\"),\"\",入力区間!Y12)","v":""},{"$f":"IF(入力区間!AU12=\"\",\"\",入力区間!AU12)","v":""},{"$f":"IF(OR(入力区間!$I12=\"\",入力区間!Z12=\"\"),\"\",入力区間!Z12)","v":""},{"$f":"IF(入力区間!AV12=\"\",\"\",入力区間!AV12)","v":""},{"$f":"IF(入力区間!AW12=\"\",\"\",入力区間!AW12)","v":0}]
[null,{"$f":"IF(入力区間!F13=\"\",\"\",入力区間!F13)","v":3},{"$f":"IF(入力区間!G13=\"\",\"\",入力区間!G13)","v":"C-D"},{"$f":"IF(入力区間!I13=\"\",\"\",入力区間!I13)","v":20},{"$f":"IF(OR(入力区間!$I13=\"\",入力区間!L13=\"\"),\"\",入力区間!L13)","v":""},{"$f":"IF(入力区間!AH13=\"\",\"\",入力区間!AH13)","v":""},{"$f":"IF(OR(入力区間!$I13=\"\",入力区間!M13=\"\"),\"\",入力区間!M13)","v":""},{"$f":"IF(入力区間!AI13=\"\",\"\",入力区間!AI13)","v":""},{"$f":"IF(OR(入力区間!$I13=\"\",入力区間!N13=\"\"),\"\",入力区間!N13)","v":""},{"$f":"IF(入力区間!AJ13=\"\",\"\",入力区間!AJ13)","v":""},{"$f":"IF(OR(入力区間!$I13=\"\",入力区間!O13=\"\"),\"\",入力区間!O13)","v":""},{"$f":"IF(入力区間!AK13=\"\",\"\",入力区間!AK13)","v":""},{"$f":"IF(OR(入力区間!$I13=\"\",入力区間!P13=\"\"),\"\",入力区間!P13)","v":1},{"$f":"IF(入力区間!AL13=\"\",\"\",入力区間!AL13)","v":0.15},{"$f":"IF(OR(入力区間!$I13=\"\",入力区間!Q13=\"\"),\"\",入力区間!Q13)","v":""},{"$f":"IF(入力区間!AM13=\"\",\"\",入力区間!AM13)","v":""},{"$f":"IF(OR(入力区間!$I13=\"\",入力区間!R13=\"\"),\"\",入力区間!R13)","v":""},{"$f":"IF(入力区間!AN13=\"\",\"\",入力区間!AN13)","v":""},{"$f":"IF(OR(入力区間!$I13=\"\",入力区間!S13=\"\"),\"\",入力区間!S13)","v":""},{"$f":"IF(入力区間!AO13=\"\",\"\",入力区間!AO13)","v":""},{"$f":"IF(OR(入力区間!$I13=\"\",入力区間!T13=\"\"),\"\",入力区間!T13)","v":""},{"$f":"IF(入力区間!AP13=\"\",\"\",入力区間!AP13)","v":""},{"$f":"IF(OR(入力区間!$I13=\"\",入力区間!U13=\"\"),\"\",入力区間!U13)","v":""},{"$f":"IF(入力区間!AQ13=\"\",\"\",入力区間!AQ13)","v":""},{"$f":"IF(OR(入力区間!$I13=\"\",入力区間!V13=\"\"),\"\",入力区間!V13)","v":""},{"$f":"IF(入力区間!AR13=\"\",\"\",入力区間!AR13)","v":""},{"$f":"IF(OR(入力区間!$I13=\"\",入力区間!W13=\"\"),\"\",入力区間!W13)","v":""},{"$f":"IF(入力区間!AS13=\"\",\"\",入力区間!AS13)","v":""},{"$f":"IF(OR(入力区間!$I13=\"\",入力区間!X13=\"\"),\"\",入力区間!X13)","v":""},{"$f":"IF(入力区間!AT13=\"\",\"\",入力区間!AT13)","v":""},{"$f":"IF(OR(入力区間!$I13=\"\",入力区間!Y13=\"\"),\"\",入力区間!Y13)","v":""},{"$f":"IF(入力区間!AU13=\"\",\"\",入力区間!AU13)","v":""},{"$f":"IF(OR(入力区間!$I13=\"\",入力区間!Z13=\"\"),\"\",入力区間!Z13)","v":""},{"$f":"IF(入力区間!AV13=\"\",\"\",入力区間!AV13)","v":""},{"$f":"IF(入力区間!AW13=\"\",\"\",入力区間!AW13)","v":0.15}]
[null,{"$f":"IF(入力区間!F14=\"\",\"\",入力区間!F14)","v":4},{"$f":"IF(入力区間!G14=\"\",\"\",入力区間!G14)","v":"D-E"},{"$f":"IF(入力区間!I14=\"\",\"\",入力区間!I14)","v":20},{"$f":"IF(OR(入力区間!$I14=\"\",入力区間!L14=\"\"),\"\",入力区間!L14)","v":""},{"$f":"IF(入力区間!AH14=\"\",\"\",入力区間!AH14)","v":""},{"$f":"IF(OR(入力区間!$I14=\"\",入力区間!M14=\"\"),\"\",入力区間!M14)","v":1},{"$f":"IF(入力区間!AI14=\"\",\"\",入力区間!AI14)","v":6},{"$f":"IF(OR(入力区間!$I14=\"\",入力区間!N14=\"\"),\"\",入力区間!N14)","v":""},{"$f":"IF(入力区間!AJ14=\"\",\"\",入力区間!AJ14)","v":""},{"$f":"IF(OR(入力区間!$I14=\"\",入力区間!O14=\"\"),\"\",入力区間!O14)","v":""},{"$f":"IF(入力区間!AK14=\"\",\"\",入力区間!AK14)","v":""},{"$f":"IF(OR(入力区間!$I14=\"\",入力区間!P14=\"\"),\"\",入力区間!P14)","v":""},{"$f":"IF(入力区間!AL14=\"\",\"\",入力区間!AL14)","v":""},{"$f":"IF(OR(入力区間!$I14=\"\",入力区間!Q14=\"\"),\"\",入力区間!Q14)","v":""},{"$f":"IF(入力区間!AM14=\"\",\"\",入力区間!AM14)","v":""},{"$f":"IF(OR(入力区間!$I14=\"\",入力区間!R14=\"\"),\"\",入力区間!R14)","v":1},{"$f":"IF(入力区間!AN14=\"\",\"\",入力区間!AN14)","v":0.15},{"$f":"IF(OR(入力区間!$I14=\"\",入力区間!S14=\"\"),\"\",入力区間!S14)","v":1},{"$f":"IF(入力区間!AO14=\"\",\"\",入力区間!AO14)","v":4.9000000000000004},{"$f":"IF(OR(入力区間!$I14=\"\",入力区間!T14=\"\"),\"\",入力区間!T14)","v":""},{"$f":"IF(入力区間!AP14=\"\",\"\",入力区間!AP14)","v":""},{"$f":"IF(OR(入力区間!$I14=\"\",入力区間!U14=\"\"),\"\",入力区間!U14)","v":""},{"$f":"IF(入力区間!AQ14=\"\",\"\",入力区間!AQ14)","v":""},{"$f":"IF(OR(入力区間!$I14=\"\",入力区間!V14=\"\"),\"\",入力区間!V14)","v":""},{"$f":"IF(入力区間!AR14=\"\",\"\",入力区間!AR14)","v":""},{"$f":"IF(OR(入力区間!$I14=\"\",入力区間!W14=\"\"),\"\",入力区間!W14)","v":""},{"$f":"IF(入力区間!AS14=\"\",\"\",入力区間!AS14)","v":""},{"$f":"IF(OR(入力区間!$I14=\"\",入力区間!X14=\"\"),\"\",入力区間!X14)","v":""},{"$f":"IF(入力区間!AT14=\"\",\"\",入力区間!AT14)","v":""},{"$f":"IF(OR(入力区間!$I14=\"\",入力区間!Y14=\"\"),\"\",入力区間!Y14)","v":""},{"$f":"IF(入力区間!AU14=\"\",\"\",入力区間!AU14)","v":""},{"$f":"IF(OR(入力区間!$I14=\"\",入力区間!Z14=\"\"),\"\",入力区間!Z14)","v":""},{"$f":"IF(入力区間!AV14=\"\",\"\",入力区間!AV14)","v":""},{"$f":"IF(入力区間!AW14=\"\",\"\",入力区間!AW14)","v":11.05}]
[null,{"$f":"IF(入力区間!F15=\"\",\"\",入力区間!F15)","v":5},{"$f":"IF(入力区間!G15=\"\",\"\",入力区間!G15)","v":"E-F"},{"$f":"IF(入力区間!I15=\"\",\"\",入力区間!I15)","v":25},{"$f":"IF(OR(入力区間!$I15=\"\",入力区間!L15=\"\"),\"\",入力区間!L15)","v":1},{"$f":"IF(入力区間!AH15=\"\",\"\",入力区間!AH15)","v":1},{"$f":"IF(OR(入力区間!$I15=\"\",入力区間!M15=\"\"),\"\",入力区間!M15)","v":""},{"$f":"IF(入力区間!AI15=\"\",\"\",入力区間!AI15)","v":""},{"$f":"IF(OR(入力区間!$I15=\"\",入力区間!N15=\"\"),\"\",入力区間!N15)","v":""},{"$f":"IF(入力区間!AJ15=\"\",\"\",入力区間!AJ15)","v":""},{"$f":"IF(OR(入力区間!$I15=\"\",入力区間!O15=\"\"),\"\",入力区間!O15)","v":""},{"$f":"IF(入力区間!AK15=\"\",\"\",入力区間!AK15)","v":""},{"$f":"IF(OR(入力区間!$I15=\"\",入力区間!P15=\"\"),\"\",入力区間!P15)","v":""},{"$f":"IF(入力区間!AL15=\"\",\"\",入力区間!AL15)","v":""},{"$f":"IF(OR(入力区間!$I15=\"\",入力区間!Q15=\"\"),\"\",入力区間!Q15)","v":""},{"$f":"IF(入力区間!AM15=\"\",\"\",入力区間!AM15)","v":""},{"$f":"IF(OR(入力区間!$I15=\"\",入力区間!R15=\"\"),\"\",入力区間!R15)","v":""},{"$f":"IF(入力区間!AN15=\"\",\"\",入力区間!AN15)","v":""},{"$f":"IF(OR(入力区間!$I15=\"\",入力区間!S15=\"\"),\"\",入力区間!S15)","v":""},{"$f":"IF(入力区間!AO15=\"\",\"\",入力区間!AO15)","v":""},{"$f":"IF(OR(入力区間!$I15=\"\",入力区間!T15=\"\"),\"\",入力区間!T15)","v":""},{"$f":"IF(入力区間!AP15=\"\",\"\",入力区間!AP15)","v":""},{"$f":"IF(OR(入力区間!$I15=\"\",入力区間!U15=\"\"),\"\",入力区間!U15)","v":""},{"$f":"IF(入力区間!AQ15=\"\",\"\",入力区間!AQ15)","v":""},{"$f":"IF(OR(入力区間!$I15=\"\",入力区間!V15=\"\"),\"\",入力区間!V15)","v":""},{"$f":"IF(入力区間!AR15=\"\",\"\",入力区間!AR15)","v":""},{"$f":"IF(OR(入力区間!$I15=\"\",入力区間!W15=\"\"),\"\",入力区間!W15)","v":""},{"$f":"IF(入力区間!AS15=\"\",\"\",入力区間!AS15)","v":""},{"$f":"IF(OR(入力区間!$I15=\"\",入力区間!X15=\"\"),\"\",入力区間!X15)","v":""},{"$f":"IF(入力区間!AT15=\"\",\"\",入力区間!AT15)","v":""},{"$f":"IF(OR(入力区間!$I15=\"\",入力区間!Y15=\"\"),\"\",入力区間!Y15)","v":""},{"$f":"IF(入力区間!AU15=\"\",\"\",入力区間!AU15)","v":""},{"$f":"IF(OR(入力区間!$I15=\"\",入力区間!Z15=\"\"),\"\",入力区間!Z15)","v":""},{"$f":"IF(入力区間!AV15=\"\",\"\",入力区間!AV15)","v":""},{"$f":"IF(入力区間!AW15=\"\",\"\",入力区間!AW15)","v":1}]
[null,{"$f":"IF(入力区間!F16=\"\",\"\",入力区間!F16)","v":6},{"$f":"IF(入力区間!G16=\"\",\"\",入力区間!G16)","v":""},{"$f":"IF(入力区間!I16=\"\",\"\",入力区間!I16)","v":""},{"$f":"IF(OR(入力区間!$I16=\"\",入力区間!L16=\"\"),\"\",入力区間!L16)","v":""},{"$f":"IF(入力区間!AH16=\"\",\"\",入力区間!AH16)","v":""},{"$f":"IF(OR(入力区間!$I16=\"\",入力区間!M16=\"\"),\"\",入力区間!M16)","v":""},{"$f":"IF(入力区間!AI16=\"\",\"\",入力区間!AI16)","v":""},{"$f":"IF(OR(入力区間!$I16=\"\",入力区間!N16=\"\"),\"\",入力区間!N16)","v":""},{"$f":"IF(入力区間!AJ16=\"\",\"\",入力区間!AJ16)","v":""},{"$f":"IF(OR(入力区間!$I16=\"\",入力区間!O16=\"\"),\"\",入力区間!O16)","v":""},{"$f":"IF(入力区間!AK16=\"\",\"\",入力区間!AK16)","v":""},{"$f":"IF(OR(入力区間!$I16=\"\",入力区間!P16=\"\"),\"\",入力区間!P16)","v":""},{"$f":"IF(入力区間!AL16=\"\",\"\",入力区間!AL16)","v":""},{"$f":"IF(OR(入力区間!$I16=\"\",入力区間!Q16=\"\"),\"\",入力区間!Q16)","v":""},{"$f":"IF(入力区間!AM16=\"\",\"\",入力区間!AM16)","v":""},{"$f":"IF(OR(入力区間!$I16=\"\",入力区間!R16=\"\"),\"\",入力区間!R16)","v":""},{"$f":"IF(入力区間!AN16=\"\",\"\",入力区間!AN16)","v":""},{"$f":"IF(OR(入力区間!$I16=\"\",入力区間!S16=\"\"),\"\",入力区間!S16)","v":""},{"$f":"IF(入力区間!AO16=\"\",\"\",入力区間!AO16)","v":""},{"$f":"IF(OR(入力区間!$I16=\"\",入力区間!T16=\"\"),\"\",入力区間!T16)","v":""},{"$f":"IF(入力区間!AP16=\"\",\"\",入力区間!AP16)","v":""},{"$f":"IF(OR(入力区間!$I16=\"\",入力区間!U16=\"\"),\"\",入力区間!U16)","v":""},{"$f":"IF(入力区間!AQ16=\"\",\"\",入力区間!AQ16)","v":""},{"$f":"IF(OR(入力区間!$I16=\"\",入力区間!V16=\"\"),\"\",入力区間!V16)","v":""},{"$f":"IF(入力区間!AR16=\"\",\"\",入力区間!AR16)","v":""},{"$f":"IF(OR(入力区間!$I16=\"\",入力区間!W16=\"\"),\"\",入力区間!W16)","v":""},{"$f":"IF(入力区間!AS16=\"\",\"\",入力区間!AS16)","v":""},{"$f":"IF(OR(入力区間!$I16=\"\",入力区間!X16=\"\"),\"\",入力区間!X16)","v":""},{"$f":"IF(入力区間!AT16=\"\",\"\",入力区間!AT16)","v":""},{"$f":"IF(OR(入力区間!$I16=\"\",入力区間!Y16=\"\"),\"\",入力区間!Y16)","v":""},{"$f":"IF(入力区間!AU16=\"\",\"\",入力区間!AU16)","v":""},{"$f":"IF(OR(入力区間!$I16=\"\",入力区間!Z16=\"\"),\"\",入力区間!Z16)","v":""},{"$f":"IF(入力区間!AV16=\"\",\"\",入力区間!AV16)","v":""},{"$f":"IF(入力区間!AW16=\"\",\"\",入力区間!AW16)","v":""}]
[null,{"$f":"IF(入力区間!F17=\"\",\"\",入力区間!F17)","v":7},{"$f":"IF(入力区間!G17=\"\",\"\",入力区間!G17)","v":""},{"$f":"IF(入力区間!I17=\"\",\"\",入力区間!I17)","v":""},{"$f":"IF(OR(入力区間!$I17=\"\",入力区間!L17=\"\"),\"\",入力区間!L17)","v":""},{"$f":"IF(入力区間!AH17=\"\",\"\",入力区間!AH17)","v":""},{"$f":"IF(OR(入力区間!$I17=\"\",入力区間!M17=\"\"),\"\",入力区間!M17)","v":""},{"$f":"IF(入力区間!AI17=\"\",\"\",入力区間!AI17)","v":""},{"$f":"IF(OR(入力区間!$I17=\"\",入力区間!N17=\"\"),\"\",入力区間!N17)","v":""},{"$f":"IF(入力区間!AJ17=\"\",\"\",入力区間!AJ17)","v":""},{"$f":"IF(OR(入力区間!$I17=\"\",入力区間!O17=\"\"),\"\",入力区間!O17)","v":""},{"$f":"IF(入力区間!AK17=\"\",\"\",入力区間!AK17)","v":""},{"$f":"IF(OR(入力区間!$I17=\"\",入力区間!P17=\"\"),\"\",入力区間!P17)","v":""},{"$f":"IF(入力区間!AL17=\"\",\"\",入力区間!AL17)","v":""},{"$f":"IF(OR(入力区間!$I17=\"\",入力区間!Q17=\"\"),\"\",入力区間!Q17)","v":""},{"$f":"IF(入力区間!AM17=\"\",\"\",入力区間!AM17)","v":""},{"$f":"IF(OR(入力区間!$I17=\"\",入力区間!R17=\"\"),\"\",入力区間!R17)","v":""},{"$f":"IF(入力区間!AN17=\"\",\"\",入力区間!AN17)","v":""},{"$f":"IF(OR(入力区間!$I17=\"\",入力区間!S17=\"\"),\"\",入力区間!S17)","v":""},{"$f":"IF(入力区間!AO17=\"\",\"\",入力区間!AO17)","v":""},{"$f":"IF(OR(入力区間!$I17=\"\",入力区間!T17=\"\"),\"\",入力区間!T17)","v":""},{"$f":"IF(入力区間!AP17=\"\",\"\",入力区間!AP17)","v":""},{"$f":"IF(OR(入力区間!$I17=\"\",入力区間!U17=\"\"),\"\",入力区間!U17)","v":""},{"$f":"IF(入力区間!AQ17=\"\",\"\",入力区間!AQ17)","v":""},{"$f":"IF(OR(入力区間!$I17=\"\",入力区間!V17=\"\"),\"\",入力区間!V17)","v":""},{"$f":"IF(入力区間!AR17=\"\",\"\",入力区間!AR17)","v":""},{"$f":"IF(OR(入力区間!$I17=\"\",入力区間!W17=\"\"),\"\",入力区間!W17)","v":""},{"$f":"IF(入力区間!AS17=\"\",\"\",入力区間!AS17)","v":""},{"$f":"IF(OR(入力区間!$I17=\"\",入力区間!X17=\"\"),\"\",入力区間!X17)","v":""},{"$f":"IF(入力区間!AT17=\"\",\"\",入力区間!AT17)","v":""},{"$f":"IF(OR(入力区間!$I17=\"\",入力区間!Y17=\"\"),\"\",入力区間!Y17)","v":""},{"$f":"IF(入力区間!AU17=\"\",\"\",入力区間!AU17)","v":""},{"$f":"IF(OR(入力区間!$I17=\"\",入力区間!Z17=\"\"),\"\",入力区間!Z17)","v":""},{"$f":"IF(入力区間!AV17=\"\",\"\",入力区間!AV17)","v":""},{"$f":"IF(入力区間!AW17=\"\",\"\",入力区間!AW17)","v":""}]
[null,{"$f":"IF(入力区間!F18=\"\",\"\",入力区間!F18)","v":8},{"$f":"IF(入力区間!G18=\"\",\"\",入力区間!G18)","v":""},{"$f":"IF(入力区間!I18=\"\",\"\",入力区間!I18)","v":""},{"$f":"IF(OR(入力区間!$I18=\"\",入力区間!L18=\"\"),\"\",入力区間!L18)","v":""},{"$f":"IF(入力区間!AH18=\"\",\"\",入力区間!AH18)","v":""},{"$f":"IF(OR(入力区間!$I18=\"\",入力区間!M18=\"\"),\"\",入力区間!M18)","v":""},{"$f":"IF(入力区間!AI18=\"\",\"\",入力区間!AI18)","v":""},{"$f":"IF(OR(入力区間!$I18=\"\",入力区間!N18=\"\"),\"\",入力区間!N18)","v":""},{"$f":"IF(入力区間!AJ18=\"\",\"\",入力区間!AJ18)","v":""},{"$f":"IF(OR(入力区間!$I18=\"\",入力区間!O18=\"\"),\"\",入力区間!O18)","v":""},{"$f":"IF(入力区間!AK18=\"\",\"\",入力区間!AK18)","v":""},{"$f":"IF(OR(入力区間!$I18=\"\",入力区間!P18=\"\"),\"\",入力区間!P18)","v":""},{"$f":"IF(入力区間!AL18=\"\",\"\",入力区間!AL18)","v":""},{"$f":"IF(OR(入力区間!$I18=\"\",入力区間!Q18=\"\"),\"\",入力区間!Q18)","v":""},{"$f":"IF(入力区間!AM18=\"\",\"\",入力区間!AM18)","v":""},{"$f":"IF(OR(入力区間!$I18=\"\",入力区間!R18=\"\"),\"\",入力区間!R18)","v":""},{"$f":"IF(入力区間!AN18=\"\",\"\",入力区間!AN18)","v":""},{"$f":"IF(OR(入力区間!$I18=\"\",入力区間!S18=\"\"),\"\",入力区間!S18)","v":""},{"$f":"IF(入力区間!AO18=\"\",\"\",入力区間!AO18)","v":""},{"$f":"IF(OR(入力区間!$I18=\"\",入力区間!T18=\"\"),\"\",入力区間!T18)","v":""},{"$f":"IF(入力区間!AP18=\"\",\"\",入力区間!AP18)","v":""},{"$f":"IF(OR(入力区間!$I18=\"\",入力区間!U18=\"\"),\"\",入力区間!U18)","v":""},{"$f":"IF(入力区間!AQ18=\"\",\"\",入力区間!AQ18)","v":""},{"$f":"IF(OR(入力区間!$I18=\"\",入力区間!V18=\"\"),\"\",入力区間!V18)","v":""},{"$f":"IF(入力区間!AR18=\"\",\"\",入力区間!AR18)","v":""},{"$f":"IF(OR(入力区間!$I18=\"\",入力区間!W18=\"\"),\"\",入力区間!W18)","v":""},{"$f":"IF(入力区間!AS18=\"\",\"\",入力区間!AS18)","v":""},{"$f":"IF(OR(入力区間!$I18=\"\",入力区間!X18=\"\"),\"\",入力区間!X18)","v":""},{"$f":"IF(入力区間!AT18=\"\",\"\",入力区間!AT18)","v":""},{"$f":"IF(OR(入力区間!$I18=\"\",入力区間!Y18=\"\"),\"\",入力区間!Y18)","v":""},{"$f":"IF(入力区間!AU18=\"\",\"\",入力区間!AU18)","v":""},{"$f":"IF(OR(入力区間!$I18=\"\",入力区間!Z18=\"\"),\"\",入力区間!Z18)","v":""},{"$f":"IF(入力区間!AV18=\"\",\"\",入力区間!AV18)","v":""},{"$f":"IF(入力区間!AW18=\"\",\"\",入力区間!AW18)","v":""}]
[null,{"$f":"IF(入力区間!F19=\"\",\"\",入力区間!F19)","v":9},{"$f":"IF(入力区間!G19=\"\",\"\",入力区間!G19)","v":""},{"$f":"IF(入力区間!I19=\"\",\"\",入力区間!I19)","v":""},{"$f":"IF(OR(入力区間!$I19=\"\",入力区間!L19=\"\"),\"\",入力区間!L19)","v":""},{"$f":"IF(入力区間!AH19=\"\",\"\",入力区間!AH19)","v":""},{"$f":"IF(OR(入力区間!$I19=\"\",入力区間!M19=\"\"),\"\",入力区間!M19)","v":""},{"$f":"IF(入力区間!AI19=\"\",\"\",入力区間!AI19)","v":""},{"$f":"IF(OR(入力区間!$I19=\"\",入力区間!N19=\"\"),\"\",入力区間!N19)","v":""},{"$f":"IF(入力区間!AJ19=\"\",\"\",入力区間!AJ19)","v":""},{"$f":"IF(OR(入力区間!$I19=\"\",入力区間!O19=\"\"),\"\",入力区間!O19)","v":""},{"$f":"IF(入力区間!AK19=\"\",\"\",入力区間!AK19)","v":""},{"$f":"IF(OR(入力区間!$I19=\"\",入力区間!P19=\"\"),\"\",入力区間!P19)","v":""},{"$f":"IF(入力区間!AL19=\"\",\"\",入力区間!AL19)","v":""},{"$f":"IF(OR(入力区間!$I19=\"\",入力区間!Q19=\"\"),\"\",入力区間!Q19)","v":""},{"$f":"IF(入力区間!AM19=\"\",\"\",入力区間!AM19)","v":""},{"$f":"IF(OR(入力区間!$I19=\"\",入力区間!R19=\"\"),\"\",入力区間!R19)","v":""},{"$f":"IF(入力区間!AN19=\"\",\"\",入力区間!AN19)","v":""},{"$f":"IF(OR(入力区間!$I19=\"\",入力区間!S19=\"\"),\"\",入力区間!S19)","v":""},{"$f":"IF(入力区間!AO19=\"\",\"\",入力区間!AO19)","v":""},{"$f":"IF(OR(入力区間!$I19=\"\",入力区間!T19=\"\"),\"\",入力区間!T19)","v":""},{"$f":"IF(入力区間!AP19=\"\",\"\",入力区間!AP19)","v":""},{"$f":"IF(OR(入力区間!$I19=\"\",入力区間!U19=\"\"),\"\",入力区間!U19)","v":""},{"$f":"IF(入力区間!AQ19=\"\",\"\",入力区間!AQ19)","v":""},{"$f":"IF(OR(入力区間!$I19=\"\",入力区間!V19=\"\"),\"\",入力区間!V19)","v":""},{"$f":"IF(入力区間!AR19=\"\",\"\",入力区間!AR19)","v":""},{"$f":"IF(OR(入力区間!$I19=\"\",入力区間!W19=\"\"),\"\",入力区間!W19)","v":""},{"$f":"IF(入力区間!AS19=\"\",\"\",入力区間!AS19)","v":""},{"$f":"IF(OR(入力区間!$I19=\"\",入力区間!X19=\"\"),\"\",入力区間!X19)","v":""},{"$f":"IF(入力区間!AT19=\"\",\"\",入力区間!AT19)","v":""},{"$f":"IF(OR(入力区間!$I19=\"\",入力区間!Y19=\"\"),\"\",入力区間!Y19)","v":""},{"$f":"IF(入力区間!AU19=\"\",\"\",入力区間!AU19)","v":""},{"$f":"IF(OR(入力区間!$I19=\"\",入力区間!Z19=\"\"),\"\",入力区間!Z19)","v":""},{"$f":"IF(入力区間!AV19=\"\",\"\",入力区間!AV19)","v":""},{"$f":"IF(入力区間!AW19=\"\",\"\",入力区間!AW19)","v":""}]
[null,{"$f":"IF(入力区間!F20=\"\",\"\",入力区間!F20)","v":10},{"$f":"IF(入力区間!G20=\"\",\"\",入力区間!G20)","v":""},{"$f":"IF(入力区間!I20=\"\",\"\",入力区間!I20)","v":""},{"$f":"IF(OR(入力区間!$I20=\"\",入力区間!L20=\"\"),\"\",入力区間!L20)","v":""},{"$f":"IF(入力区間!AH20=\"\",\"\",入力区間!AH20)","v":""},{"$f":"IF(OR(入力区間!$I20=\"\",入力区間!M20=\"\"),\"\",入力区間!M20)","v":""},{"$f":"IF(入力区間!AI20=\"\",\"\",入力区間!AI20)","v":""},{"$f":"IF(OR(入力区間!$I20=\"\",入力区間!N20=\"\"),\"\",入力区間!N20)","v":""},{"$f":"IF(入力区間!AJ20=\"\",\"\",入力区間!AJ20)","v":""},{"$f":"IF(OR(入力区間!$I20=\"\",入力区間!O20=\"\"),\"\",入力区間!O20)","v":""},{"$f":"IF(入力区間!AK20=\"\",\"\",入力区間!AK20)","v":""},{"$f":"IF(OR(入力区間!$I20=\"\",入力区間!P20=\"\"),\"\",入力区間!P20)","v":""},{"$f":"IF(入力区間!AL20=\"\",\"\",入力区間!AL20)","v":""},{"$f":"IF(OR(入力区間!$I20=\"\",入力区間!Q20=\"\"),\"\",入力区間!Q20)","v":""},{"$f":"IF(入力区間!AM20=\"\",\"\",入力区間!AM20)","v":""},{"$f":"IF(OR(入力区間!$I20=\"\",入力区間!R20=\"\"),\"\",入力区間!R20)","v":""},{"$f":"IF(入力区間!AN20=\"\",\"\",入力区間!AN20)","v":""},{"$f":"IF(OR(入力区間!$I20=\"\",入力区間!S20=\"\"),\"\",入力区間!S20)","v":""},{"$f":"IF(入力区間!AO20=\"\",\"\",入力区間!AO20)","v":""},{"$f":"IF(OR(入力区間!$I20=\"\",入力区間!T20=\"\"),\"\",入力区間!T20)","v":""},{"$f":"IF(入力区間!AP20=\"\",\"\",入力区間!AP20)","v":""},{"$f":"IF(OR(入力区間!$I20=\"\",入力区間!U20=\"\"),\"\",入力区間!U20)","v":""},{"$f":"IF(入力区間!AQ20=\"\",\"\",入力区間!AQ20)","v":""},{"$f":"IF(OR(入力区間!$I20=\"\",入力区間!V20=\"\"),\"\",入力区間!V20)","v":""},{"$f":"IF(入力区間!AR20=\"\",\"\",入力区間!AR20)","v":""},{"$f":"IF(OR(入力区間!$I20=\"\",入力区間!W20=\"\"),\"\",入力区間!W20)","v":""},{"$f":"IF(入力区間!AS20=\"\",\"\",入力区間!AS20)","v":""},{"$f":"IF(OR(入力区間!$I20=\"\",入力区間!X20=\"\"),\"\",入力区間!X20)","v":""},{"$f":"IF(入力区間!AT20=\"\",\"\",入力区間!AT20)","v":""},{"$f":"IF(OR(入力区間!$I20=\"\",入力区間!Y20=\"\"),\"\",入力区間!Y20)","v":""},{"$f":"IF(入力区間!AU20=\"\",\"\",入力区間!AU20)","v":""},{"$f":"IF(OR(入力区間!$I20=\"\",入力区間!Z20=\"\"),\"\",入力区間!Z20)","v":""},{"$f":"IF(入力区間!AV20=\"\",\"\",入力区間!AV20)","v":""},{"$f":"IF(入力区間!AW20=\"\",\"\",入力区間!AW20)","v":""}]
[null,{"$f":"IF(入力区間!F21=\"\",\"\",入力区間!F21)","v":11},{"$f":"IF(入力区間!G21=\"\",\"\",入力区間!G21)","v":""},{"$f":"IF(入力区間!I21=\"\",\"\",入力区間!I21)","v":""},{"$f":"IF(OR(入力区間!$I21=\"\",入力区間!L21=\"\"),\"\",入力区間!L21)","v":""},{"$f":"IF(入力区間!AH21=\"\",\"\",入力区間!AH21)","v":""},{"$f":"IF(OR(入力区間!$I21=\"\",入力区間!M21=\"\"),\"\",入力区間!M21)","v":""},{"$f":"IF(入力区間!AI21=\"\",\"\",入力区間!AI21)","v":""},{"$f":"IF(OR(入力区間!$I21=\"\",入力区間!N21=\"\"),\"\",入力区間!N21)","v":""},{"$f":"IF(入力区間!AJ21=\"\",\"\",入力区間!AJ21)","v":""},{"$f":"IF(OR(入力区間!$I21=\"\",入力区間!O21=\"\"),\"\",入力区間!O21)","v":""},{"$f":"IF(入力区間!AK21=\"\",\"\",入力区間!AK21)","v":""},{"$f":"IF(OR(入力区間!$I21=\"\",入力区間!P21=\"\"),\"\",入力区間!P21)","v":""},{"$f":"IF(入力区間!AL21=\"\",\"\",入力区間!AL21)","v":""},{"$f":"IF(OR(入力区間!$I21=\"\",入力区間!Q21=\"\"),\"\",入力区間!Q21)","v":""},{"$f":"IF(入力区間!AM21=\"\",\"\",入力区間!AM21)","v":""},{"$f":"IF(OR(入力区間!$I21=\"\",入力区間!R21=\"\"),\"\",入力区間!R21)","v":""},{"$f":"IF(入力区間!AN21=\"\",\"\",入力区間!AN21)","v":""},{"$f":"IF(OR(入力区間!$I21=\"\",入力区間!S21=\"\"),\"\",入力区間!S21)","v":""},{"$f":"IF(入力区間!AO21=\"\",\"\",入力区間!AO21)","v":""},{"$f":"IF(OR(入力区間!$I21=\"\",入力区間!T21=\"\"),\"\",入力区間!T21)","v":""},{"$f":"IF(入力区間!AP21=\"\",\"\",入力区間!AP21)","v":""},{"$f":"IF(OR(入力区間!$I21=\"\",入力区間!U21=\"\"),\"\",入力区間!U21)","v":""},{"$f":"IF(入力区間!AQ21=\"\",\"\",入力区間!AQ21)","v":""},{"$f":"IF(OR(入力区間!$I21=\"\",入力区間!V21=\"\"),\"\",入力区間!V21)","v":""},{"$f":"IF(入力区間!AR21=\"\",\"\",入力区間!AR21)","v":""},{"$f":"IF(OR(入力区間!$I21=\"\",入力区間!W21=\"\"),\"\",入力区間!W21)","v":""},{"$f":"IF(入力区間!AS21=\"\",\"\",入力区間!AS21)","v":""},{"$f":"IF(OR(入力区間!$I21=\"\",入力区間!X21=\"\"),\"\",入力区間!X21)","v":""},{"$f":"IF(入力区間!AT21=\"\",\"\",入力区間!AT21)","v":""},{"$f":"IF(OR(入力区間!$I21=\"\",入力区間!Y21=\"\"),\"\",入力区間!Y21)","v":""},{"$f":"IF(入力区間!AU21=\"\",\"\",入力区間!AU21)","v":""},{"$f":"IF(OR(入力区間!$I21=\"\",入力区間!Z21=\"\"),\"\",入力区間!Z21)","v":""},{"$f":"IF(入力区間!AV21=\"\",\"\",入力区間!AV21)","v":""},{"$f":"IF(入力区間!AW21=\"\",\"\",入力区間!AW21)","v":""}]
[null,{"$f":"IF(入力区間!F22=\"\",\"\",入力区間!F22)","v":12},{"$f":"IF(入力区間!G22=\"\",\"\",入力区間!G22)","v":""},{"$f":"IF(入力区間!I22=\"\",\"\",入力区間!I22)","v":""},{"$f":"IF(OR(入力区間!$I22=\"\",入力区間!L22=\"\"),\"\",入力区間!L22)","v":""},{"$f":"IF(入力区間!AH22=\"\",\"\",入力区間!AH22)","v":""},{"$f":"IF(OR(入力区間!$I22=\"\",入力区間!M22=\"\"),\"\",入力区間!M22)","v":""},{"$f":"IF(入力区間!AI22=\"\",\"\",入力区間!AI22)","v":""},{"$f":"IF(OR(入力区間!$I22=\"\",入力区間!N22=\"\"),\"\",入力区間!N22)","v":""},{"$f":"IF(入力区間!AJ22=\"\",\"\",入力区間!AJ22)","v":""},{"$f":"IF(OR(入力区間!$I22=\"\",入力区間!O22=\"\"),\"\",入力区間!O22)","v":""},{"$f":"IF(入力区間!AK22=\"\",\"\",入力区間!AK22)","v":""},{"$f":"IF(OR(入力区間!$I22=\"\",入力区間!P22=\"\"),\"\",入力区間!P22)","v":""},{"$f":"IF(入力区間!AL22=\"\",\"\",入力区間!AL22)","v":""},{"$f":"IF(OR(入力区間!$I22=\"\",入力区間!Q22=\"\"),\"\",入力区間!Q22)","v":""},{"$f":"IF(入力区間!AM22=\"\",\"\",入力区間!AM22)","v":""},{"$f":"IF(OR(入力区間!$I22=\"\",入力区間!R22=\"\"),\"\",入力区間!R22)","v":""},{"$f":"IF(入力区間!AN22=\"\",\"\",入力区間!AN22)","v":""},{"$f":"IF(OR(入力区間!$I22=\"\",入力区間!S22=\"\"),\"\",入力区間!S22)","v":""},{"$f":"IF(入力区間!AO22=\"\",\"\",入力区間!AO22)","v":""},{"$f":"IF(OR(入力区間!$I22=\"\",入力区間!T22=\"\"),\"\",入力区間!T22)","v":""},{"$f":"IF(入力区間!AP22=\"\",\"\",入力区間!AP22)","v":""},{"$f":"IF(OR(入力区間!$I22=\"\",入力区間!U22=\"\"),\"\",入力区間!U22)","v":""},{"$f":"IF(入力区間!AQ22=\"\",\"\",入力区間!AQ22)","v":""},{"$f":"IF(OR(入力区間!$I22=\"\",入力区間!V22=\"\"),\"\",入力区間!V22)","v":""},{"$f":"IF(入力区間!AR22=\"\",\"\",入力区間!AR22)","v":""},{"$f":"IF(OR(入力区間!$I22=\"\",入力区間!W22=\"\"),\"\",入力区間!W22)","v":""},{"$f":"IF(入力区間!AS22=\"\",\"\",入力区間!AS22)","v":""},{"$f":"IF(OR(入力区間!$I22=\"\",入力区間!X22=\"\"),\"\",入力区間!X22)","v":""},{"$f":"IF(入力区間!AT22=\"\",\"\",入力区間!AT22)","v":""},{"$f":"IF(OR(入力区間!$I22=\"\",入力区間!Y22=\"\"),\"\",入力区間!Y22)","v":""},{"$f":"IF(入力区間!AU22=\"\",\"\",入力区間!AU22)","v":""},{"$f":"IF(OR(入力区間!$I22=\"\",入力区間!Z22=\"\"),\"\",入力区間!Z22)","v":""},{"$f":"IF(入力区間!AV22=\"\",\"\",入力区間!AV22)","v":""},{"$f":"IF(入力区間!AW22=\"\",\"\",入力区間!AW22)","v":""}]
[null,{"$f":"IF(入力区間!F23=\"\",\"\",入力区間!F23)","v":13},{"$f":"IF(入力区間!G23=\"\",\"\",入力区間!G23)","v":""},{"$f":"IF(入力区間!I23=\"\",\"\",入力区間!I23)","v":""},{"$f":"IF(OR(入力区間!$I23=\"\",入力区間!L23=\"\"),\"\",入力区間!L23)","v":""},{"$f":"IF(入力区間!AH23=\"\",\"\",入力区間!AH23)","v":""},{"$f":"IF(OR(入力区間!$I23=\"\",入力区間!M23=\"\"),\"\",入力区間!M23)","v":""},{"$f":"IF(入力区間!AI23=\"\",\"\",入力区間!AI23)","v":""},{"$f":"IF(OR(入力区間!$I23=\"\",入力区間!N23=\"\"),\"\",入力区間!N23)","v":""},{"$f":"IF(入力区間!AJ23=\"\",\"\",入力区間!AJ23)","v":""},{"$f":"IF(OR(入力区間!$I23=\"\",入力区間!O23=\"\"),\"\",入力区間!O23)","v":""},{"$f":"IF(入力区間!AK23=\"\",\"\",入力区間!AK23)","v":""},{"$f":"IF(OR(入力区間!$I23=\"\",入力区間!P23=\"\"),\"\",入力区間!P23)","v":""},{"$f":"IF(入力区間!AL23=\"\",\"\",入力区間!AL23)","v":""},{"$f":"IF(OR(入力区間!$I23=\"\",入力区間!Q23=\"\"),\"\",入力区間!Q23)","v":""},{"$f":"IF(入力区間!AM23=\"\",\"\",入力区間!AM23)","v":""},{"$f":"IF(OR(入力区間!$I23=\"\",入力区間!R23=\"\"),\"\",入力区間!R23)","v":""},{"$f":"IF(入力区間!AN23=\"\",\"\",入力区間!AN23)","v":""},{"$f":"IF(OR(入力区間!$I23=\"\",入力区間!S23=\"\"),\"\",入力区間!S23)","v":""},{"$f":"IF(入力区間!AO23=\"\",\"\",入力区間!AO23)","v":""},{"$f":"IF(OR(入力区間!$I23=\"\",入力区間!T23=\"\"),\"\",入力区間!T23)","v":""},{"$f":"IF(入力区間!AP23=\"\",\"\",入力区間!AP23)","v":""},{"$f":"IF(OR(入力区間!$I23=\"\",入力区間!U23=\"\"),\"\",入力区間!U23)","v":""},{"$f":"IF(入力区間!AQ23=\"\",\"\",入力区間!AQ23)","v":""},{"$f":"IF(OR(入力区間!$I23=\"\",入力区間!V23=\"\"),\"\",入力区間!V23)","v":""},{"$f":"IF(入力区間!AR23=\"\",\"\",入力区間!AR23)","v":""},{"$f":"IF(OR(入力区間!$I23=\"\",入力区間!W23=\"\"),\"\",入力区間!W23)","v":""},{"$f":"IF(入力区間!AS23=\"\",\"\",入力区間!AS23)","v":""},{"$f":"IF(OR(入力区間!$I23=\"\",入力区間!X23=\"\"),\"\",入力区間!X23)","v":""},{"$f":"IF(入力区間!AT23=\"\",\"\",入力区間!AT23)","v":""},{"$f":"IF(OR(入力区間!$I23=\"\",入力区間!Y23=\"\"),\"\",入力区間!Y23)","v":""},{"$f":"IF(入力区間!AU23=\"\",\"\",入力区間!AU23)","v":""},{"$f":"IF(OR(入力区間!$I23=\"\",入力区間!Z23=\"\"),\"\",入力区間!Z23)","v":""},{"$f":"IF(入力区間!AV23=\"\",\"\",入力区間!AV23)","v":""},{"$f":"IF(入力区間!AW23=\"\",\"\",入力区間!AW23)","v":""}]
[null,{"$f":"IF(入力区間!F24=\"\",\"\",入力区間!F24)","v":14},{"$f":"IF(入力区間!G24=\"\",\"\",入力区間!G24)","v":""},{"$f":"IF(入力区間!I24=\"\",\"\",入力区間!I24)","v":""},{"$f":"IF(OR(入力区間!$I24=\"\",入力区間!L24=\"\"),\"\",入力区間!L24)","v":""},{"$f":"IF(入力区間!AH24=\"\",\"\",入力区間!AH24)","v":""},{"$f":"IF(OR(入力区間!$I24=\"\",入力区間!M24=\"\"),\"\",入力区間!M24)","v":""},{"$f":"IF(入力区間!AI24=\"\",\"\",入力区間!AI24)","v":""},{"$f":"IF(OR(入力区間!$I24=\"\",入力区間!N24=\"\"),\"\",入力区間!N24)","v":""},{"$f":"IF(入力区間!AJ24=\"\",\"\",入力区間!AJ24)","v":""},{"$f":"IF(OR(入力区間!$I24=\"\",入力区間!O24=\"\"),\"\",入力区間!O24)","v":""},{"$f":"IF(入力区間!AK24=\"\",\"\",入力区間!AK24)","v":""},{"$f":"IF(OR(入力区間!$I24=\"\",入力区間!P24=\"\"),\"\",入力区間!P24)","v":""},{"$f":"IF(入力区間!AL24=\"\",\"\",入力区間!AL24)","v":""},{"$f":"IF(OR(入力区間!$I24=\"\",入力区間!Q24=\"\"),\"\",入力区間!Q24)","v":""},{"$f":"IF(入力区間!AM24=\"\",\"\",入力区間!AM24)","v":""},{"$f":"IF(OR(入力区間!$I24=\"\",入力区間!R24=\"\"),\"\",入力区間!R24)","v":""},{"$f":"IF(入力区間!AN24=\"\",\"\",入力区間!AN24)","v":""},{"$f":"IF(OR(入力区間!$I24=\"\",入力区間!S24=\"\"),\"\",入力区間!S24)","v":""},{"$f":"IF(入力区間!AO24=\"\",\"\",入力区間!AO24)","v":""},{"$f":"IF(OR(入力区間!$I24=\"\",入力区間!T24=\"\"),\"\",入力区間!T24)","v":""},{"$f":"IF(入力区間!AP24=\"\",\"\",入力区間!AP24)","v":""},{"$f":"IF(OR(入力区間!$I24=\"\",入力区間!U24=\"\"),\"\",入力区間!U24)","v":""},{"$f":"IF(入力区間!AQ24=\"\",\"\",入力区間!AQ24)","v":""},{"$f":"IF(OR(入力区間!$I24=\"\",入力区間!V24=\"\"),\"\",入力区間!V24)","v":""},{"$f":"IF(入力区間!AR24=\"\",\"\",入力区間!AR24)","v":""},{"$f":"IF(OR(入力区間!$I24=\"\",入力区間!W24=\"\"),\"\",入力区間!W24)","v":""},{"$f":"IF(入力区間!AS24=\"\",\"\",入力区間!AS24)","v":""},{"$f":"IF(OR(入力区間!$I24=\"\",入力区間!X24=\"\"),\"\",入力区間!X24)","v":""},{"$f":"IF(入力区間!AT24=\"\",\"\",入力区間!AT24)","v":""},{"$f":"IF(OR(入力区間!$I24=\"\",入力区間!Y24=\"\"),\"\",入力区間!Y24)","v":""},{"$f":"IF(入力区間!AU24=\"\",\"\",入力区間!AU24)","v":""},{"$f":"IF(OR(入力区間!$I24=\"\",入力区間!Z24=\"\"),\"\",入力区間!Z24)","v":""},{"$f":"IF(入力区間!AV24=\"\",\"\",入力区間!AV24)","v":""},{"$f":"IF(入力区間!AW24=\"\",\"\",入力区間!AW24)","v":""}]
[null,{"$f":"IF(入力区間!F25=\"\",\"\",入力区間!F25)","v":15},{"$f":"IF(入力区間!G25=\"\",\"\",入力区間!G25)","v":""},{"$f":"IF(入力区間!I25=\"\",\"\",入力区間!I25)","v":""},{"$f":"IF(OR(入力区間!$I25=\"\",入力区間!L25=\"\"),\"\",入力区間!L25)","v":""},{"$f":"IF(入力区間!AH25=\"\",\"\",入力区間!AH25)","v":""},{"$f":"IF(OR(入力区間!$I25=\"\",入力区間!M25=\"\"),\"\",入力区間!M25)","v":""},{"$f":"IF(入力区間!AI25=\"\",\"\",入力区間!AI25)","v":""},{"$f":"IF(OR(入力区間!$I25=\"\",入力区間!N25=\"\"),\"\",入力区間!N25)","v":""},{"$f":"IF(入力区間!AJ25=\"\",\"\",入力区間!AJ25)","v":""},{"$f":"IF(OR(入力区間!$I25=\"\",入力区間!O25=\"\"),\"\",入力区間!O25)","v":""},{"$f":"IF(入力区間!AK25=\"\",\"\",入力区間!AK25)","v":""},{"$f":"IF(OR(入力区間!$I25=\"\",入力区間!P25=\"\"),\"\",入力区間!P25)","v":""},{"$f":"IF(入力区間!AL25=\"\",\"\",入力区間!AL25)","v":""},{"$f":"IF(OR(入力区間!$I25=\"\",入力区間!Q25=\"\"),\"\",入力区間!Q25)","v":""},{"$f":"IF(入力区間!AM25=\"\",\"\",入力区間!AM25)","v":""},{"$f":"IF(OR(入力区間!$I25=\"\",入力区間!R25=\"\"),\"\",入力区間!R25)","v":""},{"$f":"IF(入力区間!AN25=\"\",\"\",入力区間!AN25)","v":""},{"$f":"IF(OR(入力区間!$I25=\"\",入力区間!S25=\"\"),\"\",入力区間!S25)","v":""},{"$f":"IF(入力区間!AO25=\"\",\"\",入力区間!AO25)","v":""},{"$f":"IF(OR(入力区間!$I25=\"\",入力区間!T25=\"\"),\"\",入力区間!T25)","v":""},{"$f":"IF(入力区間!AP25=\"\",\"\",入力区間!AP25)","v":""},{"$f":"IF(OR(入力区間!$I25=\"\",入力区間!U25=\"\"),\"\",入力区間!U25)","v":""},{"$f":"IF(入力区間!AQ25=\"\",\"\",入力区間!AQ25)","v":""},{"$f":"IF(OR(入力区間!$I25=\"\",入力区間!V25=\"\"),\"\",入力区間!V25)","v":""},{"$f":"IF(入力区間!AR25=\"\",\"\",入力区間!AR25)","v":""},{"$f":"IF(OR(入力区間!$I25=\"\",入力区間!W25=\"\"),\"\",入力区間!W25)","v":""},{"$f":"IF(入力区間!AS25=\"\",\"\",入力区間!AS25)","v":""},{"$f":"IF(OR(入力区間!$I25=\"\",入力区間!X25=\"\"),\"\",入力区間!X25)","v":""},{"$f":"IF(入力区間!AT25=\"\",\"\",入力区間!AT25)","v":""},{"$f":"IF(OR(入力区間!$I25=\"\",入力区間!Y25=\"\"),\"\",入力区間!Y25)","v":""},{"$f":"IF(入力区間!AU25=\"\",\"\",入力区間!AU25)","v":""},{"$f":"IF(OR(入力区間!$I25=\"\",入力区間!Z25=\"\"),\"\",入力区間!Z25)","v":""},{"$f":"IF(入力区間!AV25=\"\",\"\",入力区間!AV25)","v":""},{"$f":"IF(入力区間!AW25=\"\",\"\",入力区間!AW25)","v":""}]
[null,{"$f":"IF(入力区間!F26=\"\",\"\",入力区間!F26)","v":16},{"$f":"IF(入力区間!G26=\"\",\"\",入力区間!G26)","v":""},{"$f":"IF(入力区間!I26=\"\",\"\",入力区間!I26)","v":""},{"$f":"IF(OR(入力区間!$I26=\"\",入力区間!L26=\"\"),\"\",入力区間!L26)","v":""},{"$f":"IF(入力区間!AH26=\"\",\"\",入力区間!AH26)","v":""},{"$f":"IF(OR(入力区間!$I26=\"\",入力区間!M26=\"\"),\"\",入力区間!M26)","v":""},{"$f":"IF(入力区間!AI26=\"\",\"\",入力区間!AI26)","v":""},{"$f":"IF(OR(入力区間!$I26=\"\",入力区間!N26=\"\"),\"\",入力区間!N26)","v":""},{"$f":"IF(入力区間!AJ26=\"\",\"\",入力区間!AJ26)","v":""},{"$f":"IF(OR(入力区間!$I26=\"\",入力区間!O26=\"\"),\"\",入力区間!O26)","v":""},{"$f":"IF(入力区間!AK26=\"\",\"\",入力区間!AK26)","v":""},{"$f":"IF(OR(入力区間!$I26=\"\",入力区間!P26=\"\"),\"\",入力区間!P26)","v":""},{"$f":"IF(入力区間!AL26=\"\",\"\",入力区間!AL26)","v":""},{"$f":"IF(OR(入力区間!$I26=\"\",入力区間!Q26=\"\"),\"\",入力区間!Q26)","v":""},{"$f":"IF(入力区間!AM26=\"\",\"\",入力区間!AM26)","v":""},{"$f":"IF(OR(入力区間!$I26=\"\",入力区間!R26=\"\"),\"\",入力区間!R26)","v":""},{"$f":"IF(入力区間!AN26=\"\",\"\",入力区間!AN26)","v":""},{"$f":"IF(OR(入力区間!$I26=\"\",入力区間!S26=\"\"),\"\",入力区間!S26)","v":""},{"$f":"IF(入力区間!AO26=\"\",\"\",入力区間!AO26)","v":""},{"$f":"IF(OR(入力区間!$I26=\"\",入力区間!T26=\"\"),\"\",入力区間!T26)","v":""},{"$f":"IF(入力区間!AP26=\"\",\"\",入力区間!AP26)","v":""},{"$f":"IF(OR(入力区間!$I26=\"\",入力区間!U26=\"\"),\"\",入力区間!U26)","v":""},{"$f":"IF(入力区間!AQ26=\"\",\"\",入力区間!AQ26)","v":""},{"$f":"IF(OR(入力区間!$I26=\"\",入力区間!V26=\"\"),\"\",入力区間!V26)","v":""},{"$f":"IF(入力区間!AR26=\"\",\"\",入力区間!AR26)","v":""},{"$f":"IF(OR(入力区間!$I26=\"\",入力区間!W26=\"\"),\"\",入力区間!W26)","v":""},{"$f":"IF(入力区間!AS26=\"\",\"\",入力区間!AS26)","v":""},{"$f":"IF(OR(入力区間!$I26=\"\",入力区間!X26=\"\"),\"\",入力区間!X26)","v":""},{"$f":"IF(入力区間!AT26=\"\",\"\",入力区間!AT26)","v":""},{"$f":"IF(OR(入力区間!$I26=\"\",入力区間!Y26=\"\"),\"\",入力区間!Y26)","v":""},{"$f":"IF(入力区間!AU26=\"\",\"\",入力区間!AU26)","v":""},{"$f":"IF(OR(入力区間!$I26=\"\",入力区間!Z26=\"\"),\"\",入力区間!Z26)","v":""},{"$f":"IF(入力区間!AV26=\"\",\"\",入力区間!AV26)","v":""},{"$f":"IF(入力区間!AW26=\"\",\"\",入力区間!AW26)","v":""}]
[null,{"$f":"IF(入力区間!F27=\"\",\"\",入力区間!F27)","v":17},{"$f":"IF(入力区間!G27=\"\",\"\",入力区間!G27)","v":""},{"$f":"IF(入力区間!I27=\"\",\"\",入力区間!I27)","v":""},{"$f":"IF(OR(入力区間!$I27=\"\",入力区間!L27=\"\"),\"\",入力区間!L27)","v":""},{"$f":"IF(入力区間!AH27=\"\",\"\",入力区間!AH27)","v":""},{"$f":"IF(OR(入力区間!$I27=\"\",入力区間!M27=\"\"),\"\",入力区間!M27)","v":""},{"$f":"IF(入力区間!AI27=\"\",\"\",入力区間!AI27)","v":""},{"$f":"IF(OR(入力区間!$I27=\"\",入力区間!N27=\"\"),\"\",入力区間!N27)","v":""},{"$f":"IF(入力区間!AJ27=\"\",\"\",入力区間!AJ27)","v":""},{"$f":"IF(OR(入力区間!$I27=\"\",入力区間!O27=\"\"),\"\",入力区間!O27)","v":""},{"$f":"IF(入力区間!AK27=\"\",\"\",入力区間!AK27)","v":""},{"$f":"IF(OR(入力区間!$I27=\"\",入力区間!P27=\"\"),\"\",入力区間!P27)","v":""},{"$f":"IF(入力区間!AL27=\"\",\"\",入力区間!AL27)","v":""},{"$f":"IF(OR(入力区間!$I27=\"\",入力区間!Q27=\"\"),\"\",入力区間!Q27)","v":""},{"$f":"IF(入力区間!AM27=\"\",\"\",入力区間!AM27)","v":""},{"$f":"IF(OR(入力区間!$I27=\"\",入力区間!R27=\"\"),\"\",入力区間!R27)","v":""},{"$f":"IF(入力区間!AN27=\"\",\"\",入力区間!AN27)","v":""},{"$f":"IF(OR(入力区間!$I27=\"\",入力区間!S27=\"\"),\"\",入力区間!S27)","v":""},{"$f":"IF(入力区間!AO27=\"\",\"\",入力区間!AO27)","v":""},{"$f":"IF(OR(入力区間!$I27=\"\",入力区間!T27=\"\"),\"\",入力区間!T27)","v":""},{"$f":"IF(入力区間!AP27=\"\",\"\",入力区間!AP27)","v":""},{"$f":"IF(OR(入力区間!$I27=\"\",入力区間!U27=\"\"),\"\",入力区間!U27)","v":""},{"$f":"IF(入力区間!AQ27=\"\",\"\",入力区間!AQ27)","v":""},{"$f":"IF(OR(入力区間!$I27=\"\",入力区間!V27=\"\"),\"\",入力区間!V27)","v":""},{"$f":"IF(入力区間!AR27=\"\",\"\",入力区間!AR27)","v":""},{"$f":"IF(OR(入力区間!$I27=\"\",入力区間!W27=\"\"),\"\",入力区間!W27)","v":""},{"$f":"IF(入力区間!AS27=\"\",\"\",入力区間!AS27)","v":""},{"$f":"IF(OR(入力区間!$I27=\"\",入力区間!X27=\"\"),\"\",入力区間!X27)","v":""},{"$f":"IF(入力区間!AT27=\"\",\"\",入力区間!AT27)","v":""},{"$f":"IF(OR(入力区間!$I27=\"\",入力区間!Y27=\"\"),\"\",入力区間!Y27)","v":""},{"$f":"IF(入力区間!AU27=\"\",\"\",入力区間!AU27)","v":""},{"$f":"IF(OR(入力区間!$I27=\"\",入力区間!Z27=\"\"),\"\",入力区間!Z27)","v":""},{"$f":"IF(入力区間!AV27=\"\",\"\",入力区間!AV27)","v":""},{"$f":"IF(入力区間!AW27=\"\",\"\",入力区間!AW27)","v":""}]
[null,{"$f":"IF(入力区間!F28=\"\",\"\",入力区間!F28)","v":18},{"$f":"IF(入力区間!G28=\"\",\"\",入力区間!G28)","v":""},{"$f":"IF(入力区間!I28=\"\",\"\",入力区間!I28)","v":""},{"$f":"IF(OR(入力区間!$I28=\"\",入力区間!L28=\"\"),\"\",入力区間!L28)","v":""},{"$f":"IF(入力区間!AH28=\"\",\"\",入力区間!AH28)","v":""},{"$f":"IF(OR(入力区間!$I28=\"\",入力区間!M28=\"\"),\"\",入力区間!M28)","v":""},{"$f":"IF(入力区間!AI28=\"\",\"\",入力区間!AI28)","v":""},{"$f":"IF(OR(入力区間!$I28=\"\",入力区間!N28=\"\"),\"\",入力区間!N28)","v":""},{"$f":"IF(入力区間!AJ28=\"\",\"\",入力区間!AJ28)","v":""},{"$f":"IF(OR(入力区間!$I28=\"\",入力区間!O28=\"\"),\"\",入力区間!O28)","v":""},{"$f":"IF(入力区間!AK28=\"\",\"\",入力区間!AK28)","v":""},{"$f":"IF(OR(入力区間!$I28=\"\",入力区間!P28=\"\"),\"\",入力区間!P28)","v":""},{"$f":"IF(入力区間!AL28=\"\",\"\",入力区間!AL28)","v":""},{"$f":"IF(OR(入力区間!$I28=\"\",入力区間!Q28=\"\"),\"\",入力区間!Q28)","v":""},{"$f":"IF(入力区間!AM28=\"\",\"\",入力区間!AM28)","v":""},{"$f":"IF(OR(入力区間!$I28=\"\",入力区間!R28=\"\"),\"\",入力区間!R28)","v":""},{"$f":"IF(入力区間!AN28=\"\",\"\",入力区間!AN28)","v":""},{"$f":"IF(OR(入力区間!$I28=\"\",入力区間!S28=\"\"),\"\",入力区間!S28)","v":""},{"$f":"IF(入力区間!AO28=\"\",\"\",入力区間!AO28)","v":""},{"$f":"IF(OR(入力区間!$I28=\"\",入力区間!T28=\"\"),\"\",入力区間!T28)","v":""},{"$f":"IF(入力区間!AP28=\"\",\"\",入力区間!AP28)","v":""},{"$f":"IF(OR(入力区間!$I28=\"\",入力区間!U28=\"\"),\"\",入力区間!U28)","v":""},{"$f":"IF(入力区間!AQ28=\"\",\"\",入力区間!AQ28)","v":""},{"$f":"IF(OR(入力区間!$I28=\"\",入力区間!V28=\"\"),\"\",入力区間!V28)","v":""},{"$f":"IF(入力区間!AR28=\"\",\"\",入力区間!AR28)","v":""},{"$f":"IF(OR(入力区間!$I28=\"\",入力区間!W28=\"\"),\"\",入力区間!W28)","v":""},{"$f":"IF(入力区間!AS28=\"\",\"\",入力区間!AS28)","v":""},{"$f":"IF(OR(入力区間!$I28=\"\",入力区間!X28=\"\"),\"\",入力区間!X28)","v":""},{"$f":"IF(入力区間!AT28=\"\",\"\",入力区間!AT28)","v":""},{"$f":"IF(OR(入力区間!$I28=\"\",入力区間!Y28=\"\"),\"\",入力区間!Y28)","v":""},{"$f":"IF(入力区間!AU28=\"\",\"\",入力区間!AU28)","v":""},{"$f":"IF(OR(入力区間!$I28=\"\",入力区間!Z28=\"\"),\"\",入力区間!Z28)","v":""},{"$f":"IF(入力区間!AV28=\"\",\"\",入力区間!AV28)","v":""},{"$f":"IF(入力区間!AW28=\"\",\"\",入力区間!AW28)","v":""}]
[null,{"$f":"IF(入力区間!F29=\"\",\"\",入力区間!F29)","v":19},{"$f":"IF(入力区間!G29=\"\",\"\",入力区間!G29)","v":""},{"$f":"IF(入力区間!I29=\"\",\"\",入力区間!I29)","v":""},{"$f":"IF(OR(入力区間!$I29=\"\",入力区間!L29=\"\"),\"\",入力区間!L29)","v":""},{"$f":"IF(入力区間!AH29=\"\",\"\",入力区間!AH29)","v":""},{"$f":"IF(OR(入力区間!$I29=\"\",入力区間!M29=\"\"),\"\",入力区間!M29)","v":""},{"$f":"IF(入力区間!AI29=\"\",\"\",入力区間!AI29)","v":""},{"$f":"IF(OR(入力区間!$I29=\"\",入力区間!N29=\"\"),\"\",入力区間!N29)","v":""},{"$f":"IF(入力区間!AJ29=\"\",\"\",入力区間!AJ29)","v":""},{"$f":"IF(OR(入力区間!$I29=\"\",入力区間!O29=\"\"),\"\",入力区間!O29)","v":""},{"$f":"IF(入力区間!AK29=\"\",\"\",入力区間!AK29)","v":""},{"$f":"IF(OR(入力区間!$I29=\"\",入力区間!P29=\"\"),\"\",入力区間!P29)","v":""},{"$f":"IF(入力区間!AL29=\"\",\"\",入力区間!AL29)","v":""},{"$f":"IF(OR(入力区間!$I29=\"\",入力区間!Q29=\"\"),\"\",入力区間!Q29)","v":""},{"$f":"IF(入力区間!AM29=\"\",\"\",入力区間!AM29)","v":""},{"$f":"IF(OR(入力区間!$I29=\"\",入力区間!R29=\"\"),\"\",入力区間!R29)","v":""},{"$f":"IF(入力区間!AN29=\"\",\"\",入力区間!AN29)","v":""},{"$f":"IF(OR(入力区間!$I29=\"\",入力区間!S29=\"\"),\"\",入力区間!S29)","v":""},{"$f":"IF(入力区間!AO29=\"\",\"\",入力区間!AO29)","v":""},{"$f":"IF(OR(入力区間!$I29=\"\",入力区間!T29=\"\"),\"\",入力区間!T29)","v":""},{"$f":"IF(入力区間!AP29=\"\",\"\",入力区間!AP29)","v":""},{"$f":"IF(OR(入力区間!$I29=\"\",入力区間!U29=\"\"),\"\",入力区間!U29)","v":""},{"$f":"IF(入力区間!AQ29=\"\",\"\",入力区間!AQ29)","v":""},{"$f":"IF(OR(入力区間!$I29=\"\",入力区間!V29=\"\"),\"\",入力区間!V29)","v":""},{"$f":"IF(入力区間!AR29=\"\",\"\",入力区間!AR29)","v":""},{"$f":"IF(OR(入力区間!$I29=\"\",入力区間!W29=\"\"),\"\",入力区間!W29)","v":""},{"$f":"IF(入力区間!AS29=\"\",\"\",入力区間!AS29)","v":""},{"$f":"IF(OR(入力区間!$I29=\"\",入力区間!X29=\"\"),\"\",入力区間!X29)","v":""},{"$f":"IF(入力区間!AT29=\"\",\"\",入力区間!AT29)","v":""},{"$f":"IF(OR(入力区間!$I29=\"\",入力区間!Y29=\"\"),\"\",入力区間!Y29)","v":""},{"$f":"IF(入力区間!AU29=\"\",\"\",入力区間!AU29)","v":""},{"$f":"IF(OR(入力区間!$I29=\"\",入力区間!Z29=\"\"),\"\",入力区間!Z29)","v":""},{"$f":"IF(入力区間!AV29=\"\",\"\",入力区間!AV29)","v":""},{"$f":"IF(入力区間!AW29=\"\",\"\",入力区間!AW29)","v":""}]
[null,{"$f":"IF(入力区間!F30=\"\",\"\",入力区間!F30)","v":20},{"$f":"IF(入力区間!G30=\"\",\"\",入力区間!G30)","v":""},{"$f":"IF(入力区間!I30=\"\",\"\",入力区間!I30)","v":""},{"$f":"IF(OR(入力区間!$I30=\"\",入力区間!L30=\"\"),\"\",入力区間!L30)","v":""},{"$f":"IF(入力区間!AH30=\"\",\"\",入力区間!AH30)","v":""},{"$f":"IF(OR(入力区間!$I30=\"\",入力区間!M30=\"\"),\"\",入力区間!M30)","v":""},{"$f":"IF(入力区間!AI30=\"\",\"\",入力区間!AI30)","v":""},{"$f":"IF(OR(入力区間!$I30=\"\",入力区間!N30=\"\"),\"\",入力区間!N30)","v":""},{"$f":"IF(入力区間!AJ30=\"\",\"\",入力区間!AJ30)","v":""},{"$f":"IF(OR(入力区間!$I30=\"\",入力区間!O30=\"\"),\"\",入力区間!O30)","v":""},{"$f":"IF(入力区間!AK30=\"\",\"\",入力区間!AK30)","v":""},{"$f":"IF(OR(入力区間!$I30=\"\",入力区間!P30=\"\"),\"\",入力区間!P30)","v":""},{"$f":"IF(入力区間!AL30=\"\",\"\",入力区間!AL30)","v":""},{"$f":"IF(OR(入力区間!$I30=\"\",入力区間!Q30=\"\"),\"\",入力区間!Q30)","v":""},{"$f":"IF(入力区間!AM30=\"\",\"\",入力区間!AM30)","v":""},{"$f":"IF(OR(入力区間!$I30=\"\",入力区間!R30=\"\"),\"\",入力区間!R30)","v":""},{"$f":"IF(入力区間!AN30=\"\",\"\",入力区間!AN30)","v":""},{"$f":"IF(OR(入力区間!$I30=\"\",入力区間!S30=\"\"),\"\",入力区間!S30)","v":""},{"$f":"IF(入力区間!AO30=\"\",\"\",入力区間!AO30)","v":""},{"$f":"IF(OR(入力区間!$I30=\"\",入力区間!T30=\"\"),\"\",入力区間!T30)","v":""},{"$f":"IF(入力区間!AP30=\"\",\"\",入力区間!AP30)","v":""},{"$f":"IF(OR(入力区間!$I30=\"\",入力区間!U30=\"\"),\"\",入力区間!U30)","v":""},{"$f":"IF(入力区間!AQ30=\"\",\"\",入力区間!AQ30)","v":""},{"$f":"IF(OR(入力区間!$I30=\"\",入力区間!V30=\"\"),\"\",入力区間!V30)","v":""},{"$f":"IF(入力区間!AR30=\"\",\"\",入力区間!AR30)","v":""},{"$f":"IF(OR(入力区間!$I30=\"\",入力区間!W30=\"\"),\"\",入力区間!W30)","v":""},{"$f":"IF(入力区間!AS30=\"\",\"\",入力区間!AS30)","v":""},{"$f":"IF(OR(入力区間!$I30=\"\",入力区間!X30=\"\"),\"\",入力区間!X30)","v":""},{"$f":"IF(入力区間!AT30=\"\",\"\",入力区間!AT30)","v":""},{"$f":"IF(OR(入力区間!$I30=\"\",入力区間!Y30=\"\"),\"\",入力区間!Y30)","v":""},{"$f":"IF(入力区間!AU30=\"\",\"\",入力区間!AU30)","v":""},{"$f":"IF(OR(入力区間!$I30=\"\",入力区間!Z30=\"\"),\"\",入力区間!Z30)","v":""},{"$f":"IF(入力区間!AV30=\"\",\"\",入力区間!AV30)","v":""},{"$f":"IF(入力区間!AW30=\"\",\"\",入力区間!AW30)","v":""}]
[null,{"$f":"IF(入力区間!F31=\"\",\"\",入力区間!F31)","v":21},{"$f":"IF(入力区間!G31=\"\",\"\",入力区間!G31)","v":""},{"$f":"IF(入力区間!I31=\"\",\"\",入力区間!I31)","v":""},{"$f":"IF(OR(入力区間!$I31=\"\",入力区間!L31=\"\"),\"\",入力区間!L31)","v":""},{"$f":"IF(入力区間!AH31=\"\",\"\",入力区間!AH31)","v":""},{"$f":"IF(OR(入力区間!$I31=\"\",入力区間!M31=\"\"),\"\",入力区間!M31)","v":""},{"$f":"IF(入力区間!AI31=\"\",\"\",入力区間!AI31)","v":""},{"$f":"IF(OR(入力区間!$I31=\"\",入力区間!N31=\"\"),\"\",入力区間!N31)","v":""},{"$f":"IF(入力区間!AJ31=\"\",\"\",入力区間!AJ31)","v":""},{"$f":"IF(OR(入力区間!$I31=\"\",入力区間!O31=\"\"),\"\",入力区間!O31)","v":""},{"$f":"IF(入力区間!AK31=\"\",\"\",入力区間!AK31)","v":""},{"$f":"IF(OR(入力区間!$I31=\"\",入力区間!P31=\"\"),\"\",入力区間!P31)","v":""},{"$f":"IF(入力区間!AL31=\"\",\"\",入力区間!AL31)","v":""},{"$f":"IF(OR(入力区間!$I31=\"\",入力区間!Q31=\"\"),\"\",入力区間!Q31)","v":""},{"$f":"IF(入力区間!AM31=\"\",\"\",入力区間!AM31)","v":""},{"$f":"IF(OR(入力区間!$I31=\"\",入力区間!R31=\"\"),\"\",入力区間!R31)","v":""},{"$f":"IF(入力区間!AN31=\"\",\"\",入力区間!AN31)","v":""},{"$f":"IF(OR(入力区間!$I31=\"\",入力区間!S31=\"\"),\"\",入力区間!S31)","v":""},{"$f":"IF(入力区間!AO31=\"\",\"\",入力区間!AO31)","v":""},{"$f":"IF(OR(入力区間!$I31=\"\",入力区間!T31=\"\"),\"\",入力区間!T31)","v":""},{"$f":"IF(入力区間!AP31=\"\",\"\",入力区間!AP31)","v":""},{"$f":"IF(OR(入力区間!$I31=\"\",入力区間!U31=\"\"),\"\",入力区間!U31)","v":""},{"$f":"IF(入力区間!AQ31=\"\",\"\",入力区間!AQ31)","v":""},{"$f":"IF(OR(入力区間!$I31=\"\",入力区間!V31=\"\"),\"\",入力区間!V31)","v":""},{"$f":"IF(入力区間!AR31=\"\",\"\",入力区間!AR31)","v":""},{"$f":"IF(OR(入力区間!$I31=\"\",入力区間!W31=\"\"),\"\",入力区間!W31)","v":""},{"$f":"IF(入力区間!AS31=\"\",\"\",入力区間!AS31)","v":""},{"$f":"IF(OR(入力区間!$I31=\"\",入力区間!X31=\"\"),\"\",入力区間!X31)","v":""},{"$f":"IF(入力区間!AT31=\"\",\"\",入力区間!AT31)","v":""},{"$f":"IF(OR(入力区間!$I31=\"\",入力区間!Y31=\"\"),\"\",入力区間!Y31)","v":""},{"$f":"IF(入力区間!AU31=\"\",\"\",入力区間!AU31)","v":""},{"$f":"IF(OR(入力区間!$I31=\"\",入力区間!Z31=\"\"),\"\",入力区間!Z31)","v":""},{"$f":"IF(入力区間!AV31=\"\",\"\",入力区間!AV31)","v":""},{"$f":"IF(入力区間!AW31=\"\",\"\",入力区間!AW31)","v":""}]
[null,{"$f":"IF(入力区間!F32=\"\",\"\",入力区間!F32)","v":22},{"$f":"IF(入力区間!G32=\"\",\"\",入力区間!G32)","v":""},{"$f":"IF(入力区間!I32=\"\",\"\",入力区間!I32)","v":""},{"$f":"IF(OR(入力区間!$I32=\"\",入力区間!L32=\"\"),\"\",入力区間!L32)","v":""},{"$f":"IF(入力区間!AH32=\"\",\"\",入力区間!AH32)","v":""},{"$f":"IF(OR(入力区間!$I32=\"\",入力区間!M32=\"\"),\"\",入力区間!M32)","v":""},{"$f":"IF(入力区間!AI32=\"\",\"\",入力区間!AI32)","v":""},{"$f":"IF(OR(入力区間!$I32=\"\",入力区間!N32=\"\"),\"\",入力区間!N32)","v":""},{"$f":"IF(入力区間!AJ32=\"\",\"\",入力区間!AJ32)","v":""},{"$f":"IF(OR(入力区間!$I32=\"\",入力区間!O32=\"\"),\"\",入力区間!O32)","v":""},{"$f":"IF(入力区間!AK32=\"\",\"\",入力区間!AK32)","v":""},{"$f":"IF(OR(入力区間!$I32=\"\",入力区間!P32=\"\"),\"\",入力区間!P32)","v":""},{"$f":"IF(入力区間!AL32=\"\",\"\",入力区間!AL32)","v":""},{"$f":"IF(OR(入力区間!$I32=\"\",入力区間!Q32=\"\"),\"\",入力区間!Q32)","v":""},{"$f":"IF(入力区間!AM32=\"\",\"\",入力区間!AM32)","v":""},{"$f":"IF(OR(入力区間!$I32=\"\",入力区間!R32=\"\"),\"\",入力区間!R32)","v":""},{"$f":"IF(入力区間!AN32=\"\",\"\",入力区間!AN32)","v":""},{"$f":"IF(OR(入力区間!$I32=\"\",入力区間!S32=\"\"),\"\",入力区間!S32)","v":""},{"$f":"IF(入力区間!AO32=\"\",\"\",入力区間!AO32)","v":""},{"$f":"IF(OR(入力区間!$I32=\"\",入力区間!T32=\"\"),\"\",入力区間!T32)","v":""},{"$f":"IF(入力区間!AP32=\"\",\"\",入力区間!AP32)","v":""},{"$f":"IF(OR(入力区間!$I32=\"\",入力区間!U32=\"\"),\"\",入力区間!U32)","v":""},{"$f":"IF(入力区間!AQ32=\"\",\"\",入力区間!AQ32)","v":""},{"$f":"IF(OR(入力区間!$I32=\"\",入力区間!V32=\"\"),\"\",入力区間!V32)","v":""},{"$f":"IF(入力区間!AR32=\"\",\"\",入力区間!AR32)","v":""},{"$f":"IF(OR(入力区間!$I32=\"\",入力区間!W32=\"\"),\"\",入力区間!W32)","v":""},{"$f":"IF(入力区間!AS32=\"\",\"\",入力区間!AS32)","v":""},{"$f":"IF(OR(入力区間!$I32=\"\",入力区間!X32=\"\"),\"\",入力区間!X32)","v":""},{"$f":"IF(入力区間!AT32=\"\",\"\",入力区間!AT32)","v":""},{"$f":"IF(OR(入力区間!$I32=\"\",入力区間!Y32=\"\"),\"\",入力区間!Y32)","v":""},{"$f":"IF(入力区間!AU32=\"\",\"\",入力区間!AU32)","v":""},{"$f":"IF(OR(入力区間!$I32=\"\",入力区間!Z32=\"\"),\"\",入力区間!Z32)","v":""},{"$f":"IF(入力区間!AV32=\"\",\"\",入力区間!AV32)","v":""},{"$f":"IF(入力区間!AW32=\"\",\"\",入力区間!AW32)","v":""}]
[null,{"$f":"IF(入力区間!F33=\"\",\"\",入力区間!F33)","v":23},{"$f":"IF(入力区間!G33=\"\",\"\",入力区間!G33)","v":""},{"$f":"IF(入力区間!I33=\"\",\"\",入力区間!I33)","v":""},{"$f":"IF(OR(入力区間!$I33=\"\",入力区間!L33=\"\"),\"\",入力区間!L33)","v":""},{"$f":"IF(入力区間!AH33=\"\",\"\",入力区間!AH33)","v":""},{"$f":"IF(OR(入力区間!$I33=\"\",入力区間!M33=\"\"),\"\",入力区間!M33)","v":""},{"$f":"IF(入力区間!AI33=\"\",\"\",入力区間!AI33)","v":""},{"$f":"IF(OR(入力区間!$I33=\"\",入力区間!N33=\"\"),\"\",入力区間!N33)","v":""},{"$f":"IF(入力区間!AJ33=\"\",\"\",入力区間!AJ33)","v":""},{"$f":"IF(OR(入力区間!$I33=\"\",入力区間!O33=\"\"),\"\",入力区間!O33)","v":""},{"$f":"IF(入力区間!AK33=\"\",\"\",入力区間!AK33)","v":""},{"$f":"IF(OR(入力区間!$I33=\"\",入力区間!P33=\"\"),\"\",入力区間!P33)","v":""},{"$f":"IF(入力区間!AL33=\"\",\"\",入力区間!AL33)","v":""},{"$f":"IF(OR(入力区間!$I33=\"\",入力区間!Q33=\"\"),\"\",入力区間!Q33)","v":""},{"$f":"IF(入力区間!AM33=\"\",\"\",入力区間!AM33)","v":""},{"$f":"IF(OR(入力区間!$I33=\"\",入力区間!R33=\"\"),\"\",入力区間!R33)","v":""},{"$f":"IF(入力区間!AN33=\"\",\"\",入力区間!AN33)","v":""},{"$f":"IF(OR(入力区間!$I33=\"\",入力区間!S33=\"\"),\"\",入力区間!S33)","v":""},{"$f":"IF(入力区間!AO33=\"\",\"\",入力区間!AO33)","v":""},{"$f":"IF(OR(入力区間!$I33=\"\",入力区間!T33=\"\"),\"\",入力区間!T33)","v":""},{"$f":"IF(入力区間!AP33=\"\",\"\",入力区間!AP33)","v":""},{"$f":"IF(OR(入力区間!$I33=\"\",入力区間!U33=\"\"),\"\",入力区間!U33)","v":""},{"$f":"IF(入力区間!AQ33=\"\",\"\",入力区間!AQ33)","v":""},{"$f":"IF(OR(入力区間!$I33=\"\",入力区間!V33=\"\"),\"\",入力区間!V33)","v":""},{"$f":"IF(入力区間!AR33=\"\",\"\",入力区間!AR33)","v":""},{"$f":"IF(OR(入力区間!$I33=\"\",入力区間!W33=\"\"),\"\",入力区間!W33)","v":""},{"$f":"IF(入力区間!AS33=\"\",\"\",入力区間!AS33)","v":""},{"$f":"IF(OR(入力区間!$I33=\"\",入力区間!X33=\"\"),\"\",入力区間!X33)","v":""},{"$f":"IF(入力区間!AT33=\"\",\"\",入力区間!AT33)","v":""},{"$f":"IF(OR(入力区間!$I33=\"\",入力区間!Y33=\"\"),\"\",入力区間!Y33)","v":""},{"$f":"IF(入力区間!AU33=\"\",\"\",入力区間!AU33)","v":""},{"$f":"IF(OR(入力区間!$I33=\"\",入力区間!Z33=\"\"),\"\",入力区間!Z33)","v":""},{"$f":"IF(入力区間!AV33=\"\",\"\",入力区間!AV33)","v":""},{"$f":"IF(入力区間!AW33=\"\",\"\",入力区間!AW33)","v":""}]
[null,{"$f":"IF(入力区間!F34=\"\",\"\",入力区間!F34)","v":24},{"$f":"IF(入力区間!G34=\"\",\"\",入力区間!G34)","v":""},{"$f":"IF(入力区間!I34=\"\",\"\",入力区間!I34)","v":""},{"$f":"IF(OR(入力区間!$I34=\"\",入力区間!L34=\"\"),\"\",入力区間!L34)","v":""},{"$f":"IF(入力区間!AH34=\"\",\"\",入力区間!AH34)","v":""},{"$f":"IF(OR(入力区間!$I34=\"\",入力区間!M34=\"\"),\"\",入力区間!M34)","v":""},{"$f":"IF(入力区間!AI34=\"\",\"\",入力区間!AI34)","v":""},{"$f":"IF(OR(入力区間!$I34=\"\",入力区間!N34=\"\"),\"\",入力区間!N34)","v":""},{"$f":"IF(入力区間!AJ34=\"\",\"\",入力区間!AJ34)","v":""},{"$f":"IF(OR(入力区間!$I34=\"\",入力区間!O34=\"\"),\"\",入力区間!O34)","v":""},{"$f":"IF(入力区間!AK34=\"\",\"\",入力区間!AK34)","v":""},{"$f":"IF(OR(入力区間!$I34=\"\",入力区間!P34=\"\"),\"\",入力区間!P34)","v":""},{"$f":"IF(入力区間!AL34=\"\",\"\",入力区間!AL34)","v":""},{"$f":"IF(OR(入力区間!$I34=\"\",入力区間!Q34=\"\"),\"\",入力区間!Q34)","v":""},{"$f":"IF(入力区間!AM34=\"\",\"\",入力区間!AM34)","v":""},{"$f":"IF(OR(入力区間!$I34=\"\",入力区間!R34=\"\"),\"\",入力区間!R34)","v":""},{"$f":"IF(入力区間!AN34=\"\",\"\",入力区間!AN34)","v":""},{"$f":"IF(OR(入力区間!$I34=\"\",入力区間!S34=\"\"),\"\",入力区間!S34)","v":""},{"$f":"IF(入力区間!AO34=\"\",\"\",入力区間!AO34)","v":""},{"$f":"IF(OR(入力区間!$I34=\"\",入力区間!T34=\"\"),\"\",入力区間!T34)","v":""},{"$f":"IF(入力区間!AP34=\"\",\"\",入力区間!AP34)","v":""},{"$f":"IF(OR(入力区間!$I34=\"\",入力区間!U34=\"\"),\"\",入力区間!U34)","v":""},{"$f":"IF(入力区間!AQ34=\"\",\"\",入力区間!AQ34)","v":""},{"$f":"IF(OR(入力区間!$I34=\"\",入力区間!V34=\"\"),\"\",入力区間!V34)","v":""},{"$f":"IF(入力区間!AR34=\"\",\"\",入力区間!AR34)","v":""},{"$f":"IF(OR(入力区間!$I34=\"\",入力区間!W34=\"\"),\"\",入力区間!W34)","v":""},{"$f":"IF(入力区間!AS34=\"\",\"\",入力区間!AS34)","v":""},{"$f":"IF(OR(入力区間!$I34=\"\",入力区間!X34=\"\"),\"\",入力区間!X34)","v":""},{"$f":"IF(入力区間!AT34=\"\",\"\",入力区間!AT34)","v":""},{"$f":"IF(OR(入力区間!$I34=\"\",入力区間!Y34=\"\"),\"\",入力区間!Y34)","v":""},{"$f":"IF(入力区間!AU34=\"\",\"\",入力区間!AU34)","v":""},{"$f":"IF(OR(入力区間!$I34=\"\",入力区間!Z34=\"\"),\"\",入力区間!Z34)","v":""},{"$f":"IF(入力区間!AV34=\"\",\"\",入力区間!AV34)","v":""},{"$f":"IF(入力区間!AW34=\"\",\"\",入力区間!AW34)","v":""}]
[null,{"$f":"IF(入力区間!F35=\"\",\"\",入力区間!F35)","v":25},{"$f":"IF(入力区間!G35=\"\",\"\",入力区間!G35)","v":""},{"$f":"IF(入力区間!I35=\"\",\"\",入力区間!I35)","v":""},{"$f":"IF(OR(入力区間!$I35=\"\",入力区間!L35=\"\"),\"\",入力区間!L35)","v":""},{"$f":"IF(入力区間!AH35=\"\",\"\",入力区間!AH35)","v":""},{"$f":"IF(OR(入力区間!$I35=\"\",入力区間!M35=\"\"),\"\",入力区間!M35)","v":""},{"$f":"IF(入力区間!AI35=\"\",\"\",入力区間!AI35)","v":""},{"$f":"IF(OR(入力区間!$I35=\"\",入力区間!N35=\"\"),\"\",入力区間!N35)","v":""},{"$f":"IF(入力区間!AJ35=\"\",\"\",入力区間!AJ35)","v":""},{"$f":"IF(OR(入力区間!$I35=\"\",入力区間!O35=\"\"),\"\",入力区間!O35)","v":""},{"$f":"IF(入力区間!AK35=\"\",\"\",入力区間!AK35)","v":""},{"$f":"IF(OR(入力区間!$I35=\"\",入力区間!P35=\"\"),\"\",入力区間!P35)","v":""},{"$f":"IF(入力区間!AL35=\"\",\"\",入力区間!AL35)","v":""},{"$f":"IF(OR(入力区間!$I35=\"\",入力区間!Q35=\"\"),\"\",入力区間!Q35)","v":""},{"$f":"IF(入力区間!AM35=\"\",\"\",入力区間!AM35)","v":""},{"$f":"IF(OR(入力区間!$I35=\"\",入力区間!R35=\"\"),\"\",入力区間!R35)","v":""},{"$f":"IF(入力区間!AN35=\"\",\"\",入力区間!AN35)","v":""},{"$f":"IF(OR(入力区間!$I35=\"\",入力区間!S35=\"\"),\"\",入力区間!S35)","v":""},{"$f":"IF(入力区間!AO35=\"\",\"\",入力区間!AO35)","v":""},{"$f":"IF(OR(入力区間!$I35=\"\",入力区間!T35=\"\"),\"\",入力区間!T35)","v":""},{"$f":"IF(入力区間!AP35=\"\",\"\",入力区間!AP35)","v":""},{"$f":"IF(OR(入力区間!$I35=\"\",入力区間!U35=\"\"),\"\",入力区間!U35)","v":""},{"$f":"IF(入力区間!AQ35=\"\",\"\",入力区間!AQ35)","v":""},{"$f":"IF(OR(入力区間!$I35=\"\",入力区間!V35=\"\"),\"\",入力区間!V35)","v":""},{"$f":"IF(入力区間!AR35=\"\",\"\",入力区間!AR35)","v":""},{"$f":"IF(OR(入力区間!$I35=\"\",入力区間!W35=\"\"),\"\",入力区間!W35)","v":""},{"$f":"IF(入力区間!AS35=\"\",\"\",入力区間!AS35)","v":""},{"$f":"IF(OR(入力区間!$I35=\"\",入力区間!X35=\"\"),\"\",入力区間!X35)","v":""},{"$f":"IF(入力区間!AT35=\"\",\"\",入力区間!AT35)","v":""},{"$f":"IF(OR(入力区間!$I35=\"\",入力区間!Y35=\"\"),\"\",入力区間!Y35)","v":""},{"$f":"IF(入力区間!AU35=\"\",\"\",入力区間!AU35)","v":""},{"$f":"IF(OR(入力区間!$I35=\"\",入力区間!Z35=\"\"),\"\",入力区間!Z35)","v":""},{"$f":"IF(入力区間!AV35=\"\",\"\",入力区間!AV35)","v":""},{"$f":"IF(入力区間!AW35=\"\",\"\",入力区間!AW35)","v":""}]
[null,{"$f":"IF(入力区間!$F$10<26,\"合計\",\"小計\")","v":"合計"},null,null,{"$f":"IF(COUNT(E6:E30)=0,\"\",SUM(E6:E30))","v":1},1,1,6,1,3,"","",1,0.15,"","",1,0.15,1,4.9000000000000004,"","","","","","","","","","","","","","",15.200000000000001]
[]
[null,"直管換算長計算書 ( 2 / 2 )"]
[]
[null,"区関数","区間名","口径","直管換算長",null,null,null,null,null,null,null,null,null,null,null,null,null,null,null,null,null,null,null,null,null,null,null,null,null,null,null,null,null,"直管\n換算長\n合計"]
[null,null,null,null,{"$f":"IF(直管換算!C3=\"\",\"\",直管換算!C3)","v":"分水栓"},null,{"$f":"IF(直管換算!D3=\"\",\"\",直管換算!D3)","v":"量水器"},null,{"$f":"IF(直管換算!E3=\"\",\"\",直管換算!E3)","v":"水栓"},null,{"$f":"IF(直管換算!F3=\"\",\"\",直管換算!F3)","v":"ポール\nタップ\n定水位弁"},null,{"$f":"IF(直管換算!G3=\"\",\"\",直管換算!G3)","v":"ゲート\nバルブ"},null,{"$f":"IF(直管換算!H3=\"\",\"\",直管換算!H3)","v":"グローブ\nバルブ"},null,{"$f":"IF(直管換算!I3=\"\",\"\",直管換算!I3)","v":"ボール\n止水栓"},null,{"$f":"IF(直管換算!J3=\"\",\"\",直管換算!J3)","v":"逆止弁"},null,{"$f":"IF(直管換算!K3=\"\",\"\",直管換算!K3)","v":"曲半径小\n90度曲管"},null,{"$f":"IF(直管換算!L3=\"\",\"\",直管換算!L3)","v":"曲半径小\n45度曲管"},null,{"$f":"IF(直管換算!M3=\"\",\"\",直管換算!M3)","v":"曲半径大\n90度曲管"},null,{"$f":"IF(直管換算!N3=\"\",\"\",直管換算!N3)","v":"曲半径大\n45度曲管"},null,{"$f":"IF(直管換算!O3=\"\",\"\",直管換算!O3)","v":"架橋ポリ\nチーズ\nエルボ"},null,{"$f":"IF(直管換算!P3=\"\",\"\",直管換算!P3)","v":""},null,{"$f":"IF(直管換算!Q3=\"\",\"\",直管換算!Q3)","v":""}]
[null,null,null,null,"個","m","個","m","個","m","個","m","個","m","個","m","個","m","個","m","個","m","個","m","個","m","個","m","個","m","個","m","個","m","m"]
[null,null,"前区間小計",null,{"$f":"IF(E31=\"\",\"\",E31)","v":1},1,1,6,1,3,"","",1,0.15,"","",1,0.15,1,4.9000000000000004,"","","","","","","","","","","","","","",15.200000000000001]
[null,{"$f":"IF(入力区間!F36=\"\",\"\",入力区間!F36)","v":26},{"$f":"IF(入力区間!G36=\"\",\"\",入力区間!G36)","v":""},{"$f":"IF(入力区間!I36=\"\",\"\",入力区間!I36)","v":""},{"$f":"IF(OR(入力区間!$I36=\"\",入力区間!L36=\"\"),\"\",入力区間!L36)","v":""},{"$f":"IF(入力区間!AH36=\"\",\"\",入力区間!AH36)","v":""},{"$f":"IF(OR(入力区間!$I36=\"\",入力区間!M36=\"\"),\"\",入力区間!M36)","v":""},{"$f":"IF(入力区間!AI36=\"\",\"\",入力区間!AI36)","v":""},{"$f":"IF(OR(入力区間!$I36=\"\",入力区間!N36=\"\"),\"\",入力区間!N36)","v":""},{"$f":"IF(入力区間!AJ36=\"\",\"\",入力区間!AJ36)","v":""},{"$f":"IF(OR(入力区間!$I36=\"\",入力区間!O36=\"\"),\"\",入力区間!O36)","v":""},{"$f":"IF(入力区間!AK36=\"\",\"\",入力区間!AK36)","v":""},{"$f":"IF(OR(入力区間!$I36=\"\",入力区間!P36=\"\"),\"\",入力区間!P36)","v":""},{"$f":"IF(入力区間!AL36=\"\",\"\",入力区間!AL36)","v":""},{"$f":"IF(OR(入力区間!$I36=\"\",入力区間!Q36=\"\"),\"\",入力区間!Q36)","v":""},{"$f":"IF(入力区間!AM36=\"\",\"\",入力区間!AM36)","v":""},{"$f":"IF(OR(入力区間!$I36=\"\",入力区間!R36=\"\"),\"\",入力区間!R36)","v":""},{"$f":"IF(入力区間!AN36=\"\",\"\",入力区間!AN36)","v":""},{"$f":"IF(OR(入力区間!$I36=\"\",入力区間!S36=\"\"),\"\",入力区間!S36)","v":""},{"$f":"IF(入力区間!AO36=\"\",\"\",入力区間!AO36)","v":""},{"$f":"IF(OR(入力区間!$I36=\"\",入力区間!T36=\"\"),\"\",入力区間!T36)","v":""},{"$f":"IF(入力区間!AP36=\"\",\"\",入力区間!AP36)","v":""},{"$f":"IF(OR(入力区間!$I36=\"\",入力区間!U36=\"\"),\"\",入力区間!U36)","v":""},{"$f":"IF(入力区間!AQ36=\"\",\"\",入力区間!AQ36)","v":""},{"$f":"IF(OR(入力区間!$I36=\"\",入力区間!V36=\"\"),\"\",入力区間!V36)","v":""},{"$f":"IF(入力区間!AR36=\"\",\"\",入力区間!AR36)","v":""},{"$f":"IF(OR(入力区間!$I36=\"\",入力区間!W36=\"\"),\"\",入力区間!W36)","v":""},{"$f":"IF(入力区間!AS36=\"\",\"\",入力区間!AS36)","v":""},{"$f":"IF(OR(入力区間!$I36=\"\",入力区間!X36=\"\"),\"\",入力区間!X36)","v":""},{"$f":"IF(入力区間!AT36=\"\",\"\",入力区間!AT36)","v":""},{"$f":"IF(OR(入力区間!$I36=\"\",入力区間!Y36=\"\"),\"\",入力区間!Y36)","v":""},{"$f":"IF(入力区間!AU36=\"\",\"\",入力区間!AU36)","v":""},{"$f":"IF(OR(入力区間!$I36=\"\",入力区間!Z36=\"\"),\"\",入力区間!Z36)","v":""},{"$f":"IF(入力区間!AV36=\"\",\"\",入力区間!AV36)","v":""},{"$f":"IF(入力区間!AW36=\"\",\"\",入力区間!AW36)","v":""}]
[null,{"$f":"IF(入力区間!F37=\"\",\"\",入力区間!F37)","v":27},{"$f":"IF(入力区間!G37=\"\",\"\",入力区間!G37)","v":""},{"$f":"IF(入力区間!I37=\"\",\"\",入力区間!I37)","v":""},{"$f":"IF(OR(入力区間!$I37=\"\",入力区間!L37=\"\"),\"\",入力区間!L37)","v":""},{"$f":"IF(入力区間!AH37=\"\",\"\",入力区間!AH37)","v":""},{"$f":"IF(OR(入力区間!$I37=\"\",入力区間!M37=\"\"),\"\",入力区間!M37)","v":""},{"$f":"IF(入力区間!AI37=\"\",\"\",入力区間!AI37)","v":""},{"$f":"IF(OR(入力区間!$I37=\"\",入力区間!N37=\"\"),\"\",入力区間!N37)","v":""},{"$f":"IF(入力区間!AJ37=\"\",\"\",入力区間!AJ37)","v":""},{"$f":"IF(OR(入力区間!$I37=\"\",入力区間!O37=\"\"),\"\",入力区間!O37)","v":""},{"$f":"IF(入力区間!AK37=\"\",\"\",入力区間!AK37)","v":""},{"$f":"IF(OR(入力区間!$I37=\"\",入力区間!P37=\"\"),\"\",入力区間!P37)","v":""},{"$f":"IF(入力区間!AL37=\"\",\"\",入力区間!AL37)","v":""},{"$f":"IF(OR(入力区間!$I37=\"\",入力区間!Q37=\"\"),\"\",入力区間!Q37)","v":""},{"$f":"IF(入力区間!AM37=\"\",\"\",入力区間!AM37)","v":""},{"$f":"IF(OR(入力区間!$I37=\"\",入力区間!R37=\"\"),\"\",入力区間!R37)","v":""},{"$f":"IF(入力区間!AN37=\"\",\"\",入力区間!AN37)","v":""},{"$f":"IF(OR(入力区間!$I37=\"\",入力区間!S37=\"\"),\"\",入力区間!S37)","v":""},{"$f":"IF(入力区間!AO37=\"\",\"\",入力区間!AO37)","v":""},{"$f":"IF(OR(入力区間!$I37=\"\",入力区間!T37=\"\"),\"\",入力区間!T37)","v":""},{"$f":"IF(入力区間!AP37=\"\",\"\",入力区間!AP37)","v":""},{"$f":"IF(OR(入力区間!$I37=\"\",入力区間!U37=\"\"),\"\",入力区間!U37)","v":""},{"$f":"IF(入力区間!AQ37=\"\",\"\",入力区間!AQ37)","v":""},{"$f":"IF(OR(入力区間!$I37=\"\",入力区間!V37=\"\"),\"\",入力区間!V37)","v":""},{"$f":"IF(入力区間!AR37=\"\",\"\",入力区間!AR37)","v":""},{"$f":"IF(OR(入力区間!$I37=\"\",入力区間!W37=\"\"),\"\",入力区間!W37)","v":""},{"$f":"IF(入力区間!AS37=\"\",\"\",入力区間!AS37)","v":""},{"$f":"IF(OR(入力区間!$I37=\"\",入力区間!X37=\"\"),\"\",入力区間!X37)","v":""},{"$f":"IF(入力区間!AT37=\"\",\"\",入力区間!AT37)","v":""},{"$f":"IF(OR(入力区間!$I37=\"\",入力区間!Y37=\"\"),\"\",入力区間!Y37)","v":""},{"$f":"IF(入力区間!AU37=\"\",\"\",入力区間!AU37)","v":""},{"$f":"IF(OR(入力区間!$I37=\"\",入力区間!Z37=\"\"),\"\",入力区間!Z37)","v":""},{"$f":"IF(入力区間!AV37=\"\",\"\",入力区間!AV37)","v":""},{"$f":"IF(入力区間!AW37=\"\",\"\",入力区間!AW37)","v":""}]
[null,{"$f":"IF(入力区間!F38=\"\",\"\",入力区間!F38)","v":28},{"$f":"IF(入力区間!G38=\"\",\"\",入力区間!G38)","v":""},{"$f":"IF(入力区間!I38=\"\",\"\",入力区間!I38)","v":""},{"$f":"IF(OR(入力区間!$I38=\"\",入力区間!L38=\"\"),\"\",入力区間!L38)","v":""},{"$f":"IF(入力区間!AH38=\"\",\"\",入力区間!AH38)","v":""},{"$f":"IF(OR(入力区間!$I38=\"\",入力区間!M38=\"\"),\"\",入力区間!M38)","v":""},{"$f":"IF(入力区間!AI38=\"\",\"\",入力区間!AI38)","v":""},{"$f":"IF(OR(入力区間!$I38=\"\",入力区間!N38=\"\"),\"\",入力区間!N38)","v":""},{"$f":"IF(入力区間!AJ38=\"\",\"\",入力区間!AJ38)","v":""},{"$f":"IF(OR(入力区間!$I38=\"\",入力区間!O38=\"\"),\"\",入力区間!O38)","v":""},{"$f":"IF(入力区間!AK38=\"\",\"\",入力区間!AK38)","v":""},{"$f":"IF(OR(入力区間!$I38=\"\",入力区間!P38=\"\"),\"\",入力区間!P38)","v":""},{"$f":"IF(入力区間!AL38=\"\",\"\",入力区間!AL38)","v":""},{"$f":"IF(OR(入力区間!$I38=\"\",入力区間!Q38=\"\"),\"\",入力区間!Q38)","v":""},{"$f":"IF(入力区間!AM38=\"\",\"\",入力区間!AM38)","v":""},{"$f":"IF(OR(入力区間!$I38=\"\",入力区間!R38=\"\"),\"\",入力区間!R38)","v":""},{"$f":"IF(入力区間!AN38=\"\",\"\",入力区間!AN38)","v":""},{"$f":"IF(OR(入力区間!$I38=\"\",入力区間!S38=\"\"),\"\",入力区間!S38)","v":""},{"$f":"IF(入力区間!AO38=\"\",\"\",入力区間!AO38)","v":""},{"$f":"IF(OR(入力区間!$I38=\"\",入力区間!T38=\"\"),\"\",入力区間!T38)","v":""},{"$f":"IF(入力区間!AP38=\"\",\"\",入力区間!AP38)","v":""},{"$f":"IF(OR(入力区間!$I38=\"\",入力区間!U38=\"\"),\"\",入力区間!U38)","v":""},{"$f":"IF(入力区間!AQ38=\"\",\"\",入力区間!AQ38)","v":""},{"$f":"IF(OR(入力区間!$I38=\"\",入力区間!V38=\"\"),\"\",入力区間!V38)","v":""},{"$f":"IF(入力区間!AR38=\"\",\"\",入力区間!AR38)","v":""},{"$f":"IF(OR(入力区間!$I38=\"\",入力区間!W38=\"\"),\"\",入力区間!W38)","v":""},{"$f":"IF(入力区間!AS38=\"\",\"\",入力区間!AS38)","v":""},{"$f":"IF(OR(入力区間!$I38=\"\",入力区間!X38=\"\"),\"\",入力区間!X38)","v":""},{"$f":"IF(入力区間!AT38=\"\",\"\",入力区間!AT38)","v":""},{"$f":"IF(OR(入力区間!$I38=\"\",入力区間!Y38=\"\"),\"\",入力区間!Y38)","v":""},{"$f":"IF(入力区間!AU38=\"\",\"\",入力区間!AU38)","v":""},{"$f":"IF(OR(入力区間!$I38=\"\",入力区間!Z38=\"\"),\"\",入力区間!Z38)","v":""},{"$f":"IF(入力区間!AV38=\"\",\"\",入力区間!AV38)","v":""},{"$f":"IF(入力区間!AW38=\"\",\"\",入力区間!AW38)","v":""}]
[null,{"$f":"IF(入力区間!F39=\"\",\"\",入力区間!F39)","v":29},{"$f":"IF(入力区間!G39=\"\",\"\",入力区間!G39)","v":""},{"$f":"IF(入力区間!I39=\"\",\"\",入力区間!I39)","v":""},{"$f":"IF(OR(入力区間!$I39=\"\",入力区間!L39=\"\"),\"\",入力区間!L39)","v":""},{"$f":"IF(入力区間!AH39=\"\",\"\",入力区間!AH39)","v":""},{"$f":"IF(OR(入力区間!$I39=\"\",入力区間!M39=\"\"),\"\",入力区間!M39)","v":""},{"$f":"IF(入力区間!AI39=\"\",\"\",入力区間!AI39)","v":""},{"$f":"IF(OR(入力区間!$I39=\"\",入力区間!N39=\"\"),\"\",入力区間!N39)","v":""},{"$f":"IF(入力区間!AJ39=\"\",\"\",入力区間!AJ39)","v":""},{"$f":"IF(OR(入力区間!$I39=\"\",入力区間!O39=\"\"),\"\",入力区間!O39)","v":""},{"$f":"IF(入力区間!AK39=\"\",\"\",入力区間!AK39)","v":""},{"$f":"IF(OR(入力区間!$I39=\"\",入力区間!P39=\"\"),\"\",入力区間!P39)","v":""},{"$f":"IF(入力区間!AL39=\"\",\"\",入力区間!AL39)","v":""},{"$f":"IF(OR(入力区間!$I39=\"\",入力区間!Q39=\"\"),\"\",入力区間!Q39)","v":""},{"$f":"IF(入力区間!AM39=\"\",\"\",入力区間!AM39)","v":""},{"$f":"IF(OR(入力区間!$I39=\"\",入力区間!R39=\"\"),\"\",入力区間!R39)","v":""},{"$f":"IF(入力区間!AN39=\"\",\"\",入力区間!AN39)","v":""},{"$f":"IF(OR(入力区間!$I39=\"\",入力区間!S39=\"\"),\"\",入力区間!S39)","v":""},{"$f":"IF(入力区間!AO39=\"\",\"\",入力区間!AO39)","v":""},{"$f":"IF(OR(入力区間!$I39=\"\",入力区間!T39=\"\"),\"\",入力区間!T39)","v":""},{"$f":"IF(入力区間!AP39=\"\",\"\",入力区間!AP39)","v":""},{"$f":"IF(OR(入力区間!$I39=\"\",入力区間!U39=\"\"),\"\",入力区間!U39)","v":""},{"$f":"IF(入力区間!AQ39=\"\",\"\",入力区間!AQ39)","v":""},{"$f":"IF(OR(入力区間!$I39=\"\",入力区間!V39=\"\"),\"\",入力区間!V39)","v":""},{"$f":"IF(入力区間!AR39=\"\",\"\",入力区間!AR39)","v":""},{"$f":"IF(OR(入力区間!$I39=\"\",入力区間!W39=\"\"),\"\",入力区間!W39)","v":""},{"$f":"IF(入力区間!AS39=\"\",\"\",入力区間!AS39)","v":""},{"$f":"IF(OR(入力区間!$I39=\"\",入力区間!X39=\"\"),\"\",入力区間!X39)","v":""},{"$f":"IF(入力区間!AT39=\"\",\"\",入力区間!AT39)","v":""},{"$f":"IF(OR(入力区間!$I39=\"\",入力区間!Y39=\"\"),\"\",入力区間!Y39)","v":""},{"$f":"IF(入力区間!AU39=\"\",\"\",入力区間!AU39)","v":""},{"$f":"IF(OR(入力区間!$I39=\"\",入力区間!Z39=\"\"),\"\",入力区間!Z39)","v":""},{"$f":"IF(入力区間!AV39=\"\",\"\",入力区間!AV39)","v":""},{"$f":"IF(入力区間!AW39=\"\",\"\",入力区間!AW39)","v":""}]
[null,{"$f":"IF(入力区間!F40=\"\",\"\",入力区間!F40)","v":30},{"$f":"IF(入力区間!G40=\"\",\"\",入力区間!G40)","v":""},{"$f":"IF(入力区間!I40=\"\",\"\",入力区間!I40)","v":""},{"$f":"IF(OR(入力区間!$I40=\"\",入力区間!L40=\"\"),\"\",入力区間!L40)","v":""},{"$f":"IF(入力区間!AH40=\"\",\"\",入力区間!AH40)","v":""},{"$f":"IF(OR(入力区間!$I40=\"\",入力区間!M40=\"\"),\"\",入力区間!M40)","v":""},{"$f":"IF(入力区間!AI40=\"\",\"\",入力区間!AI40)","v":""},{"$f":"IF(OR(入力区間!$I40=\"\",入力区間!N40=\"\"),\"\",入力区間!N40)","v":""},{"$f":"IF(入力区間!AJ40=\"\",\"\",入力区間!AJ40)","v":""},{"$f":"IF(OR(入力区間!$I40=\"\",入力区間!O40=\"\"),\"\",入力区間!O40)","v":""},{"$f":"IF(入力区間!AK40=\"\",\"\",入力区間!AK40)","v":""},{"$f":"IF(OR(入力区間!$I40=\"\",入力区間!P40=\"\"),\"\",入力区間!P40)","v":""},{"$f":"IF(入力区間!AL40=\"\",\"\",入力区間!AL40)","v":""},{"$f":"IF(OR(入力区間!$I40=\"\",入力区間!Q40=\"\"),\"\",入力区間!Q40)","v":""},{"$f":"IF(入力区間!AM40=\"\",\"\",入力区間!AM40)","v":""},{"$f":"IF(OR(入力区間!$I40=\"\",入力区間!R40=\"\"),\"\",入力区間!R40)","v":""},{"$f":"IF(入力区間!AN40=\"\",\"\",入力区間!AN40)","v":""},{"$f":"IF(OR(入力区間!$I40=\"\",入力区間!S40=\"\"),\"\",入力区間!S40)","v":""},{"$f":"IF(入力区間!AO40=\"\",\"\",入力区間!AO40)","v":""},{"$f":"IF(OR(入力区間!$I40=\"\",入力区間!T40=\"\"),\"\",入力区間!T40)","v":""},{"$f":"IF(入力区間!AP40=\"\",\"\",入力区間!AP40)","v":""},{"$f":"IF(OR(入力区間!$I40=\"\",入力区間!U40=\"\"),\"\",入力区間!U40)","v":""},{"$f":"IF(入力区間!AQ40=\"\",\"\",入力区間!AQ40)","v":""},{"$f":"IF(OR(入力区間!$I40=\"\",入力区間!V40=\"\"),\"\",入力区間!V40)","v":""},{"$f":"IF(入力区間!AR40=\"\",\"\",入力区間!AR40)","v":""},{"$f":"IF(OR(入力区間!$I40=\"\",入力区間!W40=\"\"),\"\",入力区間!W40)","v":""},{"$f":"IF(入力区間!AS40=\"\",\"\",入力区間!AS40)","v":""},{"$f":"IF(OR(入力区間!$I40=\"\",入力区間!X40=\"\"),\"\",入力区間!X40)","v":""},{"$f":"IF(入力区間!AT40=\"\",\"\",入力区間!AT40)","v":""},{"$f":"IF(OR(入力区間!$I40=\"\",入力区間!Y40=\"\"),\"\",入力区間!Y40)","v":""},{"$f":"IF(入力区間!AU40=\"\",\"\",入力区間!AU40)","v":""},{"$f":"IF(OR(入力区間!$I40=\"\",入力区間!Z40=\"\"),\"\",入力区間!Z40)","v":""},{"$f":"IF(入力区間!AV40=\"\",\"\",入力区間!AV40)","v":""},{"$f":"IF(入力区間!AW40=\"\",\"\",入力区間!AW40)","v":""}]
[null,{"$f":"IF(入力区間!F41=\"\",\"\",入力区間!F41)","v":31},{"$f":"IF(入力区間!G41=\"\",\"\",入力区間!G41)","v":""},{"$f":"IF(入力区間!I41=\"\",\"\",入力区間!I41)","v":""},{"$f":"IF(OR(入力区間!$I41=\"\",入力区間!L41=\"\"),\"\",入力区間!L41)","v":""},{"$f":"IF(入力区間!AH41=\"\",\"\",入力区間!AH41)","v":""},{"$f":"IF(OR(入力区間!$I41=\"\",入力区間!M41=\"\"),\"\",入力区間!M41)","v":""},{"$f":"IF(入力区間!AI41=\"\",\"\",入力区間!AI41)","v":""},{"$f":"IF(OR(入力区間!$I41=\"\",入力区間!N41=\"\"),\"\",入力区間!N41)","v":""},{"$f":"IF(入力区間!AJ41=\"\",\"\",入力区間!AJ41)","v":""},{"$f":"IF(OR(入力区間!$I41=\"\",入力区間!O41=\"\"),\"\",入力区間!O41)","v":""},{"$f":"IF(入力区間!AK41=\"\",\"\",入力区間!AK41)","v":""},{"$f":"IF(OR(入力区間!$I41=\"\",入力区間!P41=\"\"),\"\",入力区間!P41)","v":""},{"$f":"IF(入力区間!AL41=\"\",\"\",入力区間!AL41)","v":""},{"$f":"IF(OR(入力区間!$I41=\"\",入力区間!Q41=\"\"),\"\",入力区間!Q41)","v":""},{"$f":"IF(入力区間!AM41=\"\",\"\",入力区間!AM41)","v":""},{"$f":"IF(OR(入力区間!$I41=\"\",入力区間!R41=\"\"),\"\",入力区間!R41)","v":""},{"$f":"IF(入力区間!AN41=\"\",\"\",入力区間!AN41)","v":""},{"$f":"IF(OR(入力区間!$I41=\"\",入力区間!S41=\"\"),\"\",入力区間!S41)","v":""},{"$f":"IF(入力区間!AO41=\"\",\"\",入力区間!AO41)","v":""},{"$f":"IF(OR(入力区間!$I41=\"\",入力区間!T41=\"\"),\"\",入力区間!T41)","v":""},{"$f":"IF(入力区間!AP41=\"\",\"\",入力区間!AP41)","v":""},{"$f":"IF(OR(入力区間!$I41=\"\",入力区間!U41=\"\"),\"\",入力区間!U41)","v":""},{"$f":"IF(入力区間!AQ41=\"\",\"\",入力区間!AQ41)","v":""},{"$f":"IF(OR(入力区間!$I41=\"\",入力区間!V41=\"\"),\"\",入力区間!V41)","v":""},{"$f":"IF(入力区間!AR41=\"\",\"\",入力区間!AR41)","v":""},{"$f":"IF(OR(入力区間!$I41=\"\",入力区間!W41=\"\"),\"\",入力区間!W41)","v":""},{"$f":"IF(入力区間!AS41=\"\",\"\",入力区間!AS41)","v":""},{"$f":"IF(OR(入力区間!$I41=\"\",入力区間!X41=\"\"),\"\",入力区間!X41)","v":""},{"$f":"IF(入力区間!AT41=\"\",\"\",入力区間!AT41)","v":""},{"$f":"IF(OR(入力区間!$I41=\"\",入力区間!Y41=\"\"),\"\",入力区間!Y41)","v":""},{"$f":"IF(入力区間!AU41=\"\",\"\",入力区間!AU41)","v":""},{"$f":"IF(OR(入力区間!$I41=\"\",入力区間!Z41=\"\"),\"\",入力区間!Z41)","v":""},{"$f":"IF(入力区間!AV41=\"\",\"\",入力区間!AV41)","v":""},{"$f":"IF(入力区間!AW41=\"\",\"\",入力区間!AW41)","v":""}]
[null,{"$f":"IF(入力区間!F42=\"\",\"\",入力区間!F42)","v":32},{"$f":"IF(入力区間!G42=\"\",\"\",入力区間!G42)","v":""},{"$f":"IF(入力区間!I42=\"\",\"\",入力区間!I42)","v":""},{"$f":"IF(OR(入力区間!$I42=\"\",入力区間!L42=\"\"),\"\",入力区間!L42)","v":""},{"$f":"IF(入力区間!AH42=\"\",\"\",入力区間!AH42)","v":""},{"$f":"IF(OR(入力区間!$I42=\"\",入力区間!M42=\"\"),\"\",入力区間!M42)","v":""},{"$f":"IF(入力区間!AI42=\"\",\"\",入力区間!AI42)","v":""},{"$f":"IF(OR(入力区間!$I42=\"\",入力区間!N42=\"\"),\"\",入力区間!N42)","v":""},{"$f":"IF(入力区間!AJ42=\"\",\"\",入力区間!AJ42)","v":""},{"$f":"IF(OR(入力区間!$I42=\"\",入力区間!O42=\"\"),\"\",入力区間!O42)","v":""},{"$f":"IF(入力区間!AK42=\"\",\"\",入力区間!AK42)","v":""},{"$f":"IF(OR(入力区間!$I42=\"\",入力区間!P42=\"\"),\"\",入力区間!P42)","v":""},{"$f":"IF(入力区間!AL42=\"\",\"\",入力区間!AL42)","v":""},{"$f":"IF(OR(入力区間!$I42=\"\",入力区間!Q42=\"\"),\"\",入力区間!Q42)","v":""},{"$f":"IF(入力区間!AM42=\"\",\"\",入力区間!AM42)","v":""},{"$f":"IF(OR(入力区間!$I42=\"\",入力区間!R42=\"\"),\"\",入力区間!R42)","v":""},{"$f":"IF(入力区間!AN42=\"\",\"\",入力区間!AN42)","v":""},{"$f":"IF(OR(入力区間!$I42=\"\",入力区間!S42=\"\"),\"\",入力区間!S42)","v":""},{"$f":"IF(入力区間!AO42=\"\",\"\",入力区間!AO42)","v":""},{"$f":"IF(OR(入力区間!$I42=\"\",入力区間!T42=\"\"),\"\",入力区間!T42)","v":""},{"$f":"IF(入力区間!AP42=\"\",\"\",入力区間!AP42)","v":""},{"$f":"IF(OR(入力区間!$I42=\"\",入力区間!U42=\"\"),\"\",入力区間!U42)","v":""},{"$f":"IF(入力区間!AQ42=\"\",\"\",入力区間!AQ42)","v":""},{"$f":"IF(OR(入力区間!$I42=\"\",入力区間!V42=\"\"),\"\",入力区間!V42)","v":""},{"$f":"IF(入力区間!AR42=\"\",\"\",入力区間!AR42)","v":""},{"$f":"IF(OR(入力区間!$I42=\"\",入力区間!W42=\"\"),\"\",入力区間!W42)","v":""},{"$f":"IF(入力区間!AS42=\"\",\"\",入力区間!AS42)","v":""},{"$f":"IF(OR(入力区間!$I42=\"\",入力区間!X42=\"\"),\"\",入力区間!X42)","v":""},{"$f":"IF(入力区間!AT42=\"\",\"\",入力区間!AT42)","v":""},{"$f":"IF(OR(入力区間!$I42=\"\",入力区間!Y42=\"\"),\"\",入力区間!Y42)","v":""},{"$f":"IF(入力区間!AU42=\"\",\"\",入力区間!AU42)","v":""},{"$f":"IF(OR(入力区間!$I42=\"\",入力区間!Z42=\"\"),\"\",入力区間!Z42)","v":""},{"$f":"IF(入力区間!AV42=\"\",\"\",入力区間!AV42)","v":""},{"$f":"IF(入力区間!AW42=\"\",\"\",入力区間!AW42)","v":""}]
[null,{"$f":"IF(入力区間!F43=\"\",\"\",入力区間!F43)","v":33},{"$f":"IF(入力区間!G43=\"\",\"\",入力区間!G43)","v":""},{"$f":"IF(入力区間!I43=\"\",\"\",入力区間!I43)","v":""},{"$f":"IF(OR(入力区間!$I43=\"\",入力区間!L43=\"\"),\"\",入力区間!L43)","v":""},{"$f":"IF(入力区間!AH43=\"\",\"\",入力区間!AH43)","v":""},{"$f":"IF(OR(入力区間!$I43=\"\",入力区間!M43=\"\"),\"\",入力区間!M43)","v":""},{"$f":"IF(入力区間!AI43=\"\",\"\",入力区間!AI43)","v":""},{"$f":"IF(OR(入力区間!$I43=\"\",入力区間!N43=\"\"),\"\",入力区間!N43)","v":""},{"$f":"IF(入力区間!AJ43=\"\",\"\",入力区間!AJ43)","v":""},{"$f":"IF(OR(入力区間!$I43=\"\",入力区間!O43=\"\"),\"\",入力区間!O43)","v":""},{"$f":"IF(入力区間!AK43=\"\",\"\",入力区間!AK43)","v":""},{"$f":"IF(OR(入力区間!$I43=\"\",入力区間!P43=\"\"),\"\",入力区間!P43)","v":""},{"$f":"IF(入力区間!AL43=\"\",\"\",入力区間!AL43)","v":""},{"$f":"IF(OR(入力区間!$I43=\"\",入力区間!Q43=\"\"),\"\",入力区間!Q43)","v":""},{"$f":"IF(入力区間!AM43=\"\",\"\",入力区間!AM43)","v":""},{"$f":"IF(OR(入力区間!$I43=\"\",入力区間!R43=\"\"),\"\",入力区間!R43)","v":""},{"$f":"IF(入力区間!AN43=\"\",\"\",入力区間!AN43)","v":""},{"$f":"IF(OR(入力区間!$I43=\"\",入力区間!S43=\"\"),\"\",入力区間!S43)","v":""},{"$f":"IF(入力区間!AO43=\"\",\"\",入力区間!AO43)","v":""},{"$f":"IF(OR(入力区間!$I43=\"\",入力区間!T43=\"\"),\"\",入力区間!T43)","v":""},{"$f":"IF(入力区間!AP43=\"\",\"\",入力区間!AP43)","v":""},{"$f":"IF(OR(入力区間!$I43=\"\",入力区間!U43=\"\"),\"\",入力区間!U43)","v":""},{"$f":"IF(入力区間!AQ43=\"\",\"\",入力区間!AQ43)","v":""},{"$f":"IF(OR(入力区間!$I43=\"\",入力区間!V43=\"\"),\"\",入力区間!V43)","v":""},{"$f":"IF(入力区間!AR43=\"\",\"\",入力区間!AR43)","v":""},{"$f":"IF(OR(入力区間!$I43=\"\",入力区間!W43=\"\"),\"\",入力区間!W43)","v":""},{"$f":"IF(入力区間!AS43=\"\",\"\",入力区間!AS43)","v":""},{"$f":"IF(OR(入力区間!$I43=\"\",入力区間!X43=\"\"),\"\",入力区間!X43)","v":""},{"$f":"IF(入力区間!AT43=\"\",\"\",入力区間!AT43)","v":""},{"$f":"IF(OR(入力区間!$I43=\"\",入力区間!Y43=\"\"),\"\",入力区間!Y43)","v":""},{"$f":"IF(入力区間!AU43=\"\",\"\",入力区間!AU43)","v":""},{"$f":"IF(OR(入力区間!$I43=\"\",入力区間!Z43=\"\"),\"\",入力区間!Z43)","v":""},{"$f":"IF(入力区間!AV43=\"\",\"\",入力区間!AV43)","v":""},{"$f":"IF(入力区間!AW43=\"\",\"\",入力区間!AW43)","v":""}]
[null,{"$f":"IF(入力区間!F44=\"\",\"\",入力区間!F44)","v":34},{"$f":"IF(入力区間!G44=\"\",\"\",入力区間!G44)","v":""},{"$f":"IF(入力区間!I44=\"\",\"\",入力区間!I44)","v":""},{"$f":"IF(OR(入力区間!$I44=\"\",入力区間!L44=\"\"),\"\",入力区間!L44)","v":""},{"$f":"IF(入力区間!AH44=\"\",\"\",入力区間!AH44)","v":""},{"$f":"IF(OR(入力区間!$I44=\"\",入力区間!M44=\"\"),\"\",入力区間!M44)","v":""},{"$f":"IF(入力区間!AI44=\"\",\"\",入力区間!AI44)","v":""},{"$f":"IF(OR(入力区間!$I44=\"\",入力区間!N44=\"\"),\"\",入力区間!N44)","v":""},{"$f":"IF(入力区間!AJ44=\"\",\"\",入力区間!AJ44)","v":""},{"$f":"IF(OR(入力区間!$I44=\"\",入力区間!O44=\"\"),\"\",入力区間!O44)","v":""},{"$f":"IF(入力区間!AK44=\"\",\"\",入力区間!AK44)","v":""},{"$f":"IF(OR(入力区間!$I44=\"\",入力区間!P44=\"\"),\"\",入力区間!P44)","v":""},{"$f":"IF(入力区間!AL44=\"\",\"\",入力区間!AL44)","v":""},{"$f":"IF(OR(入力区間!$I44=\"\",入力区間!Q44=\"\"),\"\",入力区間!Q44)","v":""},{"$f":"IF(入力区間!AM44=\"\",\"\",入力区間!AM44)","v":""},{"$f":"IF(OR(入力区間!$I44=\"\",入力区間!R44=\"\"),\"\",入力区間!R44)","v":""},{"$f":"IF(入力区間!AN44=\"\",\"\",入力区間!AN44)","v":""},{"$f":"IF(OR(入力区間!$I44=\"\",入力区間!S44=\"\"),\"\",入力区間!S44)","v":""},{"$f":"IF(入力区間!AO44=\"\",\"\",入力区間!AO44)","v":""},{"$f":"IF(OR(入力区間!$I44=\"\",入力区間!T44=\"\"),\"\",入力区間!T44)","v":""},{"$f":"IF(入力区間!AP44=\"\",\"\",入力区間!AP44)","v":""},{"$f":"IF(OR(入力区間!$I44=\"\",入力区間!U44=\"\"),\"\",入力区間!U44)","v":""},{"$f":"IF(入力区間!AQ44=\"\",\"\",入力区間!AQ44)","v":""},{"$f":"IF(OR(入力区間!$I44=\"\",入力区間!V44=\"\"),\"\",入力区間!V44)","v":""},{"$f":"IF(入力区間!AR44=\"\",\"\",入力区間!AR44)","v":""},{"$f":"IF(OR(入力区間!$I44=\"\",入力区間!W44=\"\"),\"\",入力区間!W44)","v":""},{"$f":"IF(入力区間!AS44=\"\",\"\",入力区間!AS44)","v":""},{"$f":"IF(OR(入力区間!$I44=\"\",入力区間!X44=\"\"),\"\",入力区間!X44)","v":""},{"$f":"IF(入力区間!AT44=\"\",\"\",入力区間!AT44)","v":""},{"$f":"IF(OR(入力区間!$I44=\"\",入力区間!Y44=\"\"),\"\",入力区間!Y44)","v":""},{"$f":"IF(入力区間!AU44=\"\",\"\",入力区間!AU44)","v":""},{"$f":"IF(OR(入力区間!$I44=\"\",入力区間!Z44=\"\"),\"\",入力区間!Z44)","v":""},{"$f":"IF(入力区間!AV44=\"\",\"\",入力区間!AV44)","v":""},{"$f":"IF(入力区間!AW44=\"\",\"\",入力区間!AW44)","v":""}]
[null,{"$f":"IF(入力区間!F45=\"\",\"\",入力区間!F45)","v":35},{"$f":"IF(入力区間!G45=\"\",\"\",入力区間!G45)","v":""},{"$f":"IF(入力区間!I45=\"\",\"\",入力区間!I45)","v":""},{"$f":"IF(OR(入力区間!$I45=\"\",入力区間!L45=\"\"),\"\",入力区間!L45)","v":""},{"$f":"IF(入力区間!AH45=\"\",\"\",入力区間!AH45)","v":""},{"$f":"IF(OR(入力区間!$I45=\"\",入力区間!M45=\"\"),\"\",入力区間!M45)","v":""},{"$f":"IF(入力区間!AI45=\"\",\"\",入力区間!AI45)","v":""},{"$f":"IF(OR(入力区間!$I45=\"\",入力区間!N45=\"\"),\"\",入力区間!N45)","v":""},{"$f":"IF(入力区間!AJ45=\"\",\"\",入力区間!AJ45)","v":""},{"$f":"IF(OR(入力区間!$I45=\"\",入力区間!O45=\"\"),\"\",入力区間!O45)","v":""},{"$f":"IF(入力区間!AK45=\"\",\"\",入力区間!AK45)","v":""},{"$f":"IF(OR(入力区間!$I45=\"\",入力区間!P45=\"\"),\"\",入力区間!P45)","v":""},{"$f":"IF(入力区間!AL45=\"\",\"\",入力区間!AL45)","v":""},{"$f":"IF(OR(入力区間!$I45=\"\",入力区間!Q45=\"\"),\"\",入力区間!Q45)","v":""},{"$f":"IF(入力区間!AM45=\"\",\"\",入力区間!AM45)","v":""},{"$f":"IF(OR(入力区間!$I45=\"\",入力区間!R45=\"\"),\"\",入力区間!R45)","v":""},{"$f":"IF(入力区間!AN45=\"\",\"\",入力区間!AN45)","v":""},{"$f":"IF(OR(入力区間!$I45=\"\",入力区間!S45=\"\"),\"\",入力区間!S45)","v":""},{"$f":"IF(入力区間!AO45=\"\",\"\",入力区間!AO45)","v":""},{"$f":"IF(OR(入力区間!$I45=\"\",入力区間!T45=\"\"),\"\",入力区間!T45)","v":""},{"$f":"IF(入力区間!AP45=\"\",\"\",入力区間!AP45)","v":""},{"$f":"IF(OR(入力区間!$I45=\"\",入力区間!U45=\"\"),\"\",入力区間!U45)","v":""},{"$f":"IF(入力区間!AQ45=\"\",\"\",入力区間!AQ45)","v":""},{"$f":"IF(OR(入力区間!$I45=\"\",入力区間!V45=\"\"),\"\",入力区間!V45)","v":""},{"$f":"IF(入力区間!AR45=\"\",\"\",入力区間!AR45)","v":""},{"$f":"IF(OR(入力区間!$I45=\"\",入力区間!W45=\"\"),\"\",入力区間!W45)","v":""},{"$f":"IF(入力区間!AS45=\"\",\"\",入力区間!AS45)","v":""},{"$f":"IF(OR(入力区間!$I45=\"\",入力区間!X45=\"\"),\"\",入力区間!X45)","v":""},{"$f":"IF(入力区間!AT45=\"\",\"\",入力区間!AT45)","v":""},{"$f":"IF(OR(入力区間!$I45=\"\",入力区間!Y45=\"\"),\"\",入力区間!Y45)","v":""},{"$f":"IF(入力区間!AU45=\"\",\"\",入力区間!AU45)","v":""},{"$f":"IF(OR(入力区間!$I45=\"\",入力区間!Z45=\"\"),\"\",入力区間!Z45)","v":""},{"$f":"IF(入力区間!AV45=\"\",\"\",入力区間!AV45)","v":""},{"$f":"IF(入力区間!AW45=\"\",\"\",入力区間!AW45)","v":""}]
[null,{"$f":"IF(入力区間!F46=\"\",\"\",入力区間!F46)","v":36},{"$f":"IF(入力区間!G46=\"\",\"\",入力区間!G46)","v":""},{"$f":"IF(入力区間!I46=\"\",\"\",入力区間!I46)","v":""},{"$f":"IF(OR(入力区間!$I46=\"\",入力区間!L46=\"\"),\"\",入力区間!L46)","v":""},{"$f":"IF(入力区間!AH46=\"\",\"\",入力区間!AH46)","v":""},{"$f":"IF(OR(入力区間!$I46=\"\",入力区間!M46=\"\"),\"\",入力区間!M46)","v":""},{"$f":"IF(入力区間!AI46=\"\",\"\",入力区間!AI46)","v":""},{"$f":"IF(OR(入力区間!$I46=\"\",入力区間!N46=\"\"),\"\",入力区間!N46)","v":""},{"$f":"IF(入力区間!AJ46=\"\",\"\",入力区間!AJ46)","v":""},{"$f":"IF(OR(入力区間!$I46=\"\",入力区間!O46=\"\"),\"\",入力区間!O46)","v":""},{"$f":"IF(入力区間!AK46=\"\",\"\",入力区間!AK46)","v":""},{"$f":"IF(OR(入力区間!$I46=\"\",入力区間!P46=\"\"),\"\",入力区間!P46)","v":""},{"$f":"IF(入力区間!AL46=\"\",\"\",入力区間!AL46)","v":""},{"$f":"IF(OR(入力区間!$I46=\"\",入力区間!Q46=\"\"),\"\",入力区間!Q46)","v":""},{"$f":"IF(入力区間!AM46=\"\",\"\",入力区間!AM46)","v":""},{"$f":"IF(OR(入力区間!$I46=\"\",入力区間!R46=\"\"),\"\",入力区間!R46)","v":""},{"$f":"IF(入力区間!AN46=\"\",\"\",入力区間!AN46)","v":""},{"$f":"IF(OR(入力区間!$I46=\"\",入力区間!S46=\"\"),\"\",入力区間!S46)","v":""},{"$f":"IF(入力区間!AO46=\"\",\"\",入力区間!AO46)","v":""},{"$f":"IF(OR(入力区間!$I46=\"\",入力区間!T46=\"\"),\"\",入力区間!T46)","v":""},{"$f":"IF(入力区間!AP46=\"\",\"\",入力区間!AP46)","v":""},{"$f":"IF(OR(入力区間!$I46=\"\",入力区間!U46=\"\"),\"\",入力区間!U46)","v":""},{"$f":"IF(入力区間!AQ46=\"\",\"\",入力区間!AQ46)","v":""},{"$f":"IF(OR(入力区間!$I46=\"\",入力区間!V46=\"\"),\"\",入力区間!V46)","v":""},{"$f":"IF(入力区間!AR46=\"\",\"\",入力区間!AR46)","v":""},{"$f":"IF(OR(入力区間!$I46=\"\",入力区間!W46=\"\"),\"\",入力区間!W46)","v":""},{"$f":"IF(入力区間!AS46=\"\",\"\",入力区間!AS46)","v":""},{"$f":"IF(OR(入力区間!$I46=\"\",入力区間!X46=\"\"),\"\",入力区間!X46)","v":""},{"$f":"IF(入力区間!AT46=\"\",\"\",入力区間!AT46)","v":""},{"$f":"IF(OR(入力区間!$I46=\"\",入力区間!Y46=\"\"),\"\",入力区間!Y46)","v":""},{"$f":"IF(入力区間!AU46=\"\",\"\",入力区間!AU46)","v":""},{"$f":"IF(OR(入力区間!$I46=\"\",入力区間!Z46=\"\"),\"\",入力区間!Z46)","v":""},{"$f":"IF(入力区間!AV46=\"\",\"\",入力区間!AV46)","v":""},{"$f":"IF(入力区間!AW46=\"\",\"\",入力区間!AW46)","v":""}]
[null,{"$f":"IF(入力区間!F47=\"\",\"\",入力区間!F47)","v":37},{"$f":"IF(入力区間!G47=\"\",\"\",入力区間!G47)","v":""},{"$f":"IF(入力区間!I47=\"\",\"\",入力区間!I47)","v":""},{"$f":"IF(OR(入力区間!$I47=\"\",入力区間!L47=\"\"),\"\",入力区間!L47)","v":""},{"$f":"IF(入力区間!AH47=\"\",\"\",入力区間!AH47)","v":""},{"$f":"IF(OR(入力区間!$I47=\"\",入力区間!M47=\"\"),\"\",入力区間!M47)","v":""},{"$f":"IF(入力区間!AI47=\"\",\"\",入力区間!AI47)","v":""},{"$f":"IF(OR(入力区間!$I47=\"\",入力区間!N47=\"\"),\"\",入力区間!N47)","v":""},{"$f":"IF(入力区間!AJ47=\"\",\"\",入力区間!AJ47)","v":""},{"$f":"IF(OR(入力区間!$I47=\"\",入力区間!O47=\"\"),\"\",入力区間!O47)","v":""},{"$f":"IF(入力区間!AK47=\"\",\"\",入力区間!AK47)","v":""},{"$f":"IF(OR(入力区間!$I47=\"\",入力区間!P47=\"\"),\"\",入力区間!P47)","v":""},{"$f":"IF(入力区間!AL47=\"\",\"\",入力区間!AL47)","v":""},{"$f":"IF(OR(入力区間!$I47=\"\",入力区間!Q47=\"\"),\"\",入力区間!Q47)","v":""},{"$f":"IF(入力区間!AM47=\"\",\"\",入力区間!AM47)","v":""},{"$f":"IF(OR(入力区間!$I47=\"\",入力区間!R47=\"\"),\"\",入力区間!R47)","v":""},{"$f":"IF(入力区間!AN47=\"\",\"\",入力区間!AN47)","v":""},{"$f":"IF(OR(入力区間!$I47=\"\",入力区間!S47=\"\"),\"\",入力区間!S47)","v":""},{"$f":"IF(入力区間!AO47=\"\",\"\",入力区間!AO47)","v":""},{"$f":"IF(OR(入力区間!$I47=\"\",入力区間!T47=\"\"),\"\",入力区間!T47)","v":""},{"$f":"IF(入力区間!AP47=\"\",\"\",入力区間!AP47)","v":""},{"$f":"IF(OR(入力区間!$I47=\"\",入力区間!U47=\"\"),\"\",入力区間!U47)","v":""},{"$f":"IF(入力区間!AQ47=\"\",\"\",入力区間!AQ47)","v":""},{"$f":"IF(OR(入力区間!$I47=\"\",入力区間!V47=\"\"),\"\",入力区間!V47)","v":""},{"$f":"IF(入力区間!AR47=\"\",\"\",入力区間!AR47)","v":""},{"$f":"IF(OR(入力区間!$I47=\"\",入力区間!W47=\"\"),\"\",入力区間!W47)","v":""},{"$f":"IF(入力区間!AS47=\"\",\"\",入力区間!AS47)","v":""},{"$f":"IF(OR(入力区間!$I47=\"\",入力区間!X47=\"\"),\"\",入力区間!X47)","v":""},{"$f":"IF(入力区間!AT47=\"\",\"\",入力区間!AT47)","v":""},{"$f":"IF(OR(入力区間!$I47=\"\",入力区間!Y47=\"\"),\"\",入力区間!Y47)","v":""},{"$f":"IF(入力区間!AU47=\"\",\"\",入力区間!AU47)","v":""},{"$f":"IF(OR(入力区間!$I47=\"\",入力区間!Z47=\"\"),\"\",入力区間!Z47)","v":""},{"$f":"IF(入力区間!AV47=\"\",\"\",入力区間!AV47)","v":""},{"$f":"IF(入力区間!AW47=\"\",\"\",入力区間!AW47)","v":""}]
[null,{"$f":"IF(入力区間!F48=\"\",\"\",入力区間!F48)","v":38},{"$f":"IF(入力区間!G48=\"\",\"\",入力区間!G48)","v":""},{"$f":"IF(入力区間!I48=\"\",\"\",入力区間!I48)","v":""},{"$f":"IF(OR(入力区間!$I48=\"\",入力区間!L48=\"\"),\"\",入力区間!L48)","v":""},{"$f":"IF(入力区間!AH48=\"\",\"\",入力区間!AH48)","v":""},{"$f":"IF(OR(入力区間!$I48=\"\",入力区間!M48=\"\"),\"\",入力区間!M48)","v":""},{"$f":"IF(入力区間!AI48=\"\",\"\",入力区間!AI48)","v":""},{"$f":"IF(OR(入力区間!$I48=\"\",入力区間!N48=\"\"),\"\",入力区間!N48)","v":""},{"$f":"IF(入力区間!AJ48=\"\",\"\",入力区間!AJ48)","v":""},{"$f":"IF(OR(入力区間!$I48=\"\",入力区間!O48=\"\"),\"\",入力区間!O48)","v":""},{"$f":"IF(入力区間!AK48=\"\",\"\",入力区間!AK48)","v":""},{"$f":"IF(OR(入力区間!$I48=\"\",入力区間!P48=\"\"),\"\",入力区間!P48)","v":""},{"$f":"IF(入力区間!AL48=\"\",\"\",入力区間!AL48)","v":""},{"$f":"IF(OR(入力区間!$I48=\"\",入力区間!Q48=\"\"),\"\",入力区間!Q48)","v":""},{"$f":"IF(入力区間!AM48=\"\",\"\",入力区間!AM48)","v":""},{"$f":"IF(OR(入力区間!$I48=\"\",入力区間!R48=\"\"),\"\",入力区間!R48)","v":""},{"$f":"IF(入力区間!AN48=\"\",\"\",入力区間!AN48)","v":""},{"$f":"IF(OR(入力区間!$I48=\"\",入力区間!S48=\"\"),\"\",入力区間!S48)","v":""},{"$f":"IF(入力区間!AO48=\"\",\"\",入力区間!AO48)","v":""},{"$f":"IF(OR(入力区間!$I48=\"\",入力区間!T48=\"\"),\"\",入力区間!T48)","v":""},{"$f":"IF(入力区間!AP48=\"\",\"\",入力区間!AP48)","v":""},{"$f":"IF(OR(入力区間!$I48=\"\",入力区間!U48=\"\"),\"\",入力区間!U48)","v":""},{"$f":"IF(入力区間!AQ48=\"\",\"\",入力区間!AQ48)","v":""},{"$f":"IF(OR(入力区間!$I48=\"\",入力区間!V48=\"\"),\"\",入力区間!V48)","v":""},{"$f":"IF(入力区間!AR48=\"\",\"\",入力区間!AR48)","v":""},{"$f":"IF(OR(入力区間!$I48=\"\",入力区間!W48=\"\"),\"\",入力区間!W48)","v":""},{"$f":"IF(入力区間!AS48=\"\",\"\",入力区間!AS48)","v":""},{"$f":"IF(OR(入力区間!$I48=\"\",入力区間!X48=\"\"),\"\",入力区間!X48)","v":""},{"$f":"IF(入力区間!AT48=\"\",\"\",入力区間!AT48)","v":""},{"$f":"IF(OR(入力区間!$I48=\"\",入力区間!Y48=\"\"),\"\",入力区間!Y48)","v":""},{"$f":"IF(入力区間!AU48=\"\",\"\",入力区間!AU48)","v":""},{"$f":"IF(OR(入力区間!$I48=\"\",入力区間!Z48=\"\"),\"\",入力区間!Z48)","v":""},{"$f":"IF(入力区間!AV48=\"\",\"\",入力区間!AV48)","v":""},{"$f":"IF(入力区間!AW48=\"\",\"\",入力区間!AW48)","v":""}]
[null,{"$f":"IF(入力区間!F49=\"\",\"\",入力区間!F49)","v":39},{"$f":"IF(入力区間!G49=\"\",\"\",入力区間!G49)","v":""},{"$f":"IF(入力区間!I49=\"\",\"\",入力区間!I49)","v":""},{"$f":"IF(OR(入力区間!$I49=\"\",入力区間!L49=\"\"),\"\",入力区間!L49)","v":""},{"$f":"IF(入力区間!AH49=\"\",\"\",入力区間!AH49)","v":""},{"$f":"IF(OR(入力区間!$I49=\"\",入力区間!M49=\"\"),\"\",入力区間!M49)","v":""},{"$f":"IF(入力区間!AI49=\"\",\"\",入力区間!AI49)","v":""},{"$f":"IF(OR(入力区間!$I49=\"\",入力区間!N49=\"\"),\"\",入力区間!N49)","v":""},{"$f":"IF(入力区間!AJ49=\"\",\"\",入力区間!AJ49)","v":""},{"$f":"IF(OR(入力区間!$I49=\"\",入力区間!O49=\"\"),\"\",入力区間!O49)","v":""},{"$f":"IF(入力区間!AK49=\"\",\"\",入力区間!AK49)","v":""},{"$f":"IF(OR(入力区間!$I49=\"\",入力区間!P49=\"\"),\"\",入力区間!P49)","v":""},{"$f":"IF(入力区間!AL49=\"\",\"\",入力区間!AL49)","v":""},{"$f":"IF(OR(入力区間!$I49=\"\",入力区間!Q49=\"\"),\"\",入力区間!Q49)","v":""},{"$f":"IF(入力区間!AM49=\"\",\"\",入力区間!AM49)","v":""},{"$f":"IF(OR(入力区間!$I49=\"\",入力区間!R49=\"\"),\"\",入力区間!R49)","v":""},{"$f":"IF(入力区間!AN49=\"\",\"\",入力区間!AN49)","v":""},{"$f":"IF(OR(入力区間!$I49=\"\",入力区間!S49=\"\"),\"\",入力区間!S49)","v":""},{"$f":"IF(入力区間!AO49=\"\",\"\",入力区間!AO49)","v":""},{"$f":"IF(OR(入力区間!$I49=\"\",入力区間!T49=\"\"),\"\",入力区間!T49)","v":""},{"$f":"IF(入力区間!AP49=\"\",\"\",入力区間!AP49)","v":""},{"$f":"IF(OR(入力区間!$I49=\"\",入力区間!U49=\"\"),\"\",入力区間!U49)","v":""},{"$f":"IF(入力区間!AQ49=\"\",\"\",入力区間!AQ49)","v":""},{"$f":"IF(OR(入力区間!$I49=\"\",入力区間!V49=\"\"),\"\",入力区間!V49)","v":""},{"$f":"IF(入力区間!AR49=\"\",\"\",入力区間!AR49)","v":""},{"$f":"IF(OR(入力区間!$I49=\"\",入力区間!W49=\"\"),\"\",入力区間!W49)","v":""},{"$f":"IF(入力区間!AS49=\"\",\"\",入力区間!AS49)","v":""},{"$f":"IF(OR(入力区間!$I49=\"\",入力区間!X49=\"\"),\"\",入力区間!X49)","v":""},{"$f":"IF(入力区間!AT49=\"\",\"\",入力区間!AT49)","v":""},{"$f":"IF(OR(入力区間!$I49=\"\",入力区間!Y49=\"\"),\"\",入力区間!Y49)","v":""},{"$f":"IF(入力区間!AU49=\"\",\"\",入力区間!AU49)","v":""},{"$f":"IF(OR(入力区間!$I49=\"\",入力区間!Z49=\"\"),\"\",入力区間!Z49)","v":""},{"$f":"IF(入力区間!AV49=\"\",\"\",入力区間!AV49)","v":""},{"$f":"IF(入力区間!AW49=\"\",\"\",入力区間!AW49)","v":""}]
[null,{"$f":"IF(入力区間!F50=\"\",\"\",入力区間!F50)","v":40},{"$f":"IF(入力区間!G50=\"\",\"\",入力区間!G50)","v":""},{"$f":"IF(入力区間!I50=\"\",\"\",入力区間!I50)","v":""},{"$f":"IF(OR(入力区間!$I50=\"\",入力区間!L50=\"\"),\"\",入力区間!L50)","v":""},{"$f":"IF(入力区間!AH50=\"\",\"\",入力区間!AH50)","v":""},{"$f":"IF(OR(入力区間!$I50=\"\",入力区間!M50=\"\"),\"\",入力区間!M50)","v":""},{"$f":"IF(入力区間!AI50=\"\",\"\",入力区間!AI50)","v":""},{"$f":"IF(OR(入力区間!$I50=\"\",入力区間!N50=\"\"),\"\",入力区間!N50)","v":""},{"$f":"IF(入力区間!AJ50=\"\",\"\",入力区間!AJ50)","v":""},{"$f":"IF(OR(入力区間!$I50=\"\",入力区間!O50=\"\"),\"\",入力区間!O50)","v":""},{"$f":"IF(入力区間!AK50=\"\",\"\",入力区間!AK50)","v":""},{"$f":"IF(OR(入力区間!$I50=\"\",入力区間!P50=\"\"),\"\",入力区間!P50)","v":""},{"$f":"IF(入力区間!AL50=\"\",\"\",入力区間!AL50)","v":""},{"$f":"IF(OR(入力区間!$I50=\"\",入力区間!Q50=\"\"),\"\",入力区間!Q50)","v":""},{"$f":"IF(入力区間!AM50=\"\",\"\",入力区間!AM50)","v":""},{"$f":"IF(OR(入力区間!$I50=\"\",入力区間!R50=\"\"),\"\",入力区間!R50)","v":""},{"$f":"IF(入力区間!AN50=\"\",\"\",入力区間!AN50)","v":""},{"$f":"IF(OR(入力区間!$I50=\"\",入力区間!S50=\"\"),\"\",入力区間!S50)","v":""},{"$f":"IF(入力区間!AO50=\"\",\"\",入力区間!AO50)","v":""},{"$f":"IF(OR(入力区間!$I50=\"\",入力区間!T50=\"\"),\"\",入力区間!T50)","v":""},{"$f":"IF(入力区間!AP50=\"\",\"\",入力区間!AP50)","v":""},{"$f":"IF(OR(入力区間!$I50=\"\",入力区間!U50=\"\"),\"\",入力区間!U50)","v":""},{"$f":"IF(入力区間!AQ50=\"\",\"\",入力区間!AQ50)","v":""},{"$f":"IF(OR(入力区間!$I50=\"\",入力区間!V50=\"\"),\"\",入力区間!V50)","v":""},{"$f":"IF(入力区間!AR50=\"\",\"\",入力区間!AR50)","v":""},{"$f":"IF(OR(入力区間!$I50=\"\",入力区間!W50=\"\"),\"\",入力区間!W50)","v":""},{"$f":"IF(入力区間!AS50=\"\",\"\",入力区間!AS50)","v":""},{"$f":"IF(OR(入力区間!$I50=\"\",入力区間!X50=\"\"),\"\",入力区間!X50)","v":""},{"$f":"IF(入力区間!AT50=\"\",\"\",入力区間!AT50)","v":""},{"$f":"IF(OR(入力区間!$I50=\"\",入力区間!Y50=\"\"),\"\",入力区間!Y50)","v":""},{"$f":"IF(入力区間!AU50=\"\",\"\",入力区間!AU50)","v":""},{"$f":"IF(OR(入力区間!$I50=\"\",入力区間!Z50=\"\"),\"\",入力区間!Z50)","v":""},{"$f":"IF(入力区間!AV50=\"\",\"\",入力区間!AV50)","v":""},{"$f":"IF(入力区間!AW50=\"\",\"\",入力区間!AW50)","v":""}]
[null,{"$f":"IF(入力区間!F51=\"\",\"\",入力区間!F51)","v":41},{"$f":"IF(入力区間!G51=\"\",\"\",入力区間!G51)","v":""},{"$f":"IF(入力区間!I51=\"\",\"\",入力区間!I51)","v":""},{"$f":"IF(OR(入力区間!$I51=\"\",入力区間!L51=\"\"),\"\",入力区間!L51)","v":""},{"$f":"IF(入力区間!AH51=\"\",\"\",入力区間!AH51)","v":""},{"$f":"IF(OR(入力区間!$I51=\"\",入力区間!M51=\"\"),\"\",入力区間!M51)","v":""},{"$f":"IF(入力区間!AI51=\"\",\"\",入力区間!AI51)","v":""},{"$f":"IF(OR(入力区間!$I51=\"\",入力区間!N51=\"\"),\"\",入力区間!N51)","v":""},{"$f":"IF(入力区間!AJ51=\"\",\"\",入力区間!AJ51)","v":""},{"$f":"IF(OR(入力区間!$I51=\"\",入力区間!O51=\"\"),\"\",入力区間!O51)","v":""},{"$f":"IF(入力区間!AK51=\"\",\"\",入力区間!AK51)","v":""},{"$f":"IF(OR(入力区間!$I51=\"\",入力区間!P51=\"\"),\"\",入力区間!P51)","v":""},{"$f":"IF(入力区間!AL51=\"\",\"\",入力区間!AL51)","v":""},{"$f":"IF(OR(入力区間!$I51=\"\",入力区間!Q51=\"\"),\"\",入力区間!Q51)","v":""},{"$f":"IF(入力区間!AM51=\"\",\"\",入力区間!AM51)","v":""},{"$f":"IF(OR(入力区間!$I51=\"\",入力区間!R51=\"\"),\"\",入力区間!R51)","v":""},{"$f":"IF(入力区間!AN51=\"\",\"\",入力区間!AN51)","v":""},{"$f":"IF(OR(入力区間!$I51=\"\",入力区間!S51=\"\"),\"\",入力区間!S51)","v":""},{"$f":"IF(入力区間!AO51=\"\",\"\",入力区間!AO51)","v":""},{"$f":"IF(OR(入力区間!$I51=\"\",入力区間!T51=\"\"),\"\",入力区間!T51)","v":""},{"$f":"IF(入力区間!AP51=\"\",\"\",入力区間!AP51)","v":""},{"$f":"IF(OR(入力区間!$I51=\"\",入力区間!U51=\"\"),\"\",入力区間!U51)","v":""},{"$f":"IF(入力区間!AQ51=\"\",\"\",入力区間!AQ51)","v":""},{"$f":"IF(OR(入力区間!$I51=\"\",入力区間!V51=\"\"),\"\",入力区間!V51)","v":""},{"$f":"IF(入力区間!AR51=\"\",\"\",入力区間!AR51)","v":""},{"$f":"IF(OR(入力区間!$I51=\"\",入力区間!W51=\"\"),\"\",入力区間!W51)","v":""},{"$f":"IF(入力区間!AS51=\"\",\"\",入力区間!AS51)","v":""},{"$f":"IF(OR(入力区間!$I51=\"\",入力区間!X51=\"\"),\"\",入力区間!X51)","v":""},{"$f":"IF(入力区間!AT51=\"\",\"\",入力区間!AT51)","v":""},{"$f":"IF(OR(入力区間!$I51=\"\",入力区間!Y51=\"\"),\"\",入力区間!Y51)","v":""},{"$f":"IF(入力区間!AU51=\"\",\"\",入力区間!AU51)","v":""},{"$f":"IF(OR(入力区間!$I51=\"\",入力区間!Z51=\"\"),\"\",入力区間!Z51)","v":""},{"$f":"IF(入力区間!AV51=\"\",\"\",入力区間!AV51)","v":""},{"$f":"IF(入力区間!AW51=\"\",\"\",入力区間!AW51)","v":""}]
[null,{"$f":"IF(入力区間!F52=\"\",\"\",入力区間!F52)","v":42},{"$f":"IF(入力区間!G52=\"\",\"\",入力区間!G52)","v":""},{"$f":"IF(入力区間!I52=\"\",\"\",入力区間!I52)","v":""},{"$f":"IF(OR(入力区間!$I52=\"\",入力区間!L52=\"\"),\"\",入力区間!L52)","v":""},{"$f":"IF(入力区間!AH52=\"\",\"\",入力区間!AH52)","v":""},{"$f":"IF(OR(入力区間!$I52=\"\",入力区間!M52=\"\"),\"\",入力区間!M52)","v":""},{"$f":"IF(入力区間!AI52=\"\",\"\",入力区間!AI52)","v":""},{"$f":"IF(OR(入力区間!$I52=\"\",入力区間!N52=\"\"),\"\",入力区間!N52)","v":""},{"$f":"IF(入力区間!AJ52=\"\",\"\",入力区間!AJ52)","v":""},{"$f":"IF(OR(入力区間!$I52=\"\",入力区間!O52=\"\"),\"\",入力区間!O52)","v":""},{"$f":"IF(入力区間!AK52=\"\",\"\",入力区間!AK52)","v":""},{"$f":"IF(OR(入力区間!$I52=\"\",入力区間!P52=\"\"),\"\",入力区間!P52)","v":""},{"$f":"IF(入力区間!AL52=\"\",\"\",入力区間!AL52)","v":""},{"$f":"IF(OR(入力区間!$I52=\"\",入力区間!Q52=\"\"),\"\",入力区間!Q52)","v":""},{"$f":"IF(入力区間!AM52=\"\",\"\",入力区間!AM52)","v":""},{"$f":"IF(OR(入力区間!$I52=\"\",入力区間!R52=\"\"),\"\",入力区間!R52)","v":""},{"$f":"IF(入力区間!AN52=\"\",\"\",入力区間!AN52)","v":""},{"$f":"IF(OR(入力区間!$I52=\"\",入力区間!S52=\"\"),\"\",入力区間!S52)","v":""},{"$f":"IF(入力区間!AO52=\"\",\"\",入力区間!AO52)","v":""},{"$f":"IF(OR(入力区間!$I52=\"\",入力区間!T52=\"\"),\"\",入力区間!T52)","v":""},{"$f":"IF(入力区間!AP52=\"\",\"\",入力区間!AP52)","v":""},{"$f":"IF(OR(入力区間!$I52=\"\",入力区間!U52=\"\"),\"\",入力区間!U52)","v":""},{"$f":"IF(入力区間!AQ52=\"\",\"\",入力区間!AQ52)","v":""},{"$f":"IF(OR(入力区間!$I52=\"\",入力区間!V52=\"\"),\"\",入力区間!V52)","v":""},{"$f":"IF(入力区間!AR52=\"\",\"\",入力区間!AR52)","v":""},{"$f":"IF(OR(入力区間!$I52=\"\",入力区間!W52=\"\"),\"\",入力区間!W52)","v":""},{"$f":"IF(入力区間!AS52=\"\",\"\",入力区間!AS52)","v":""},{"$f":"IF(OR(入力区間!$I52=\"\",入力区間!X52=\"\"),\"\",入力区間!X52)","v":""},{"$f":"IF(入力区間!AT52=\"\",\"\",入力区間!AT52)","v":""},{"$f":"IF(OR(入力区間!$I52=\"\",入力区間!Y52=\"\"),\"\",入力区間!Y52)","v":""},{"$f":"IF(入力区間!AU52=\"\",\"\",入力区間!AU52)","v":""},{"$f":"IF(OR(入力区間!$I52=\"\",入力区間!Z52=\"\"),\"\",入力区間!Z52)","v":""},{"$f":"IF(入力区間!AV52=\"\",\"\",入力区間!AV52)","v":""},{"$f":"IF(入力区間!AW52=\"\",\"\",入力区間!AW52)","v":""}]
[null,{"$f":"IF(入力区間!F53=\"\",\"\",入力区間!F53)","v":43},{"$f":"IF(入力区間!G53=\"\",\"\",入力区間!G53)","v":""},{"$f":"IF(入力区間!I53=\"\",\"\",入力区間!I53)","v":""},{"$f":"IF(OR(入力区間!$I53=\"\",入力区間!L53=\"\"),\"\",入力区間!L53)","v":""},{"$f":"IF(入力区間!AH53=\"\",\"\",入力区間!AH53)","v":""},{"$f":"IF(OR(入力区間!$I53=\"\",入力区間!M53=\"\"),\"\",入力区間!M53)","v":""},{"$f":"IF(入力区間!AI53=\"\",\"\",入力区間!AI53)","v":""},{"$f":"IF(OR(入力区間!$I53=\"\",入力区間!N53=\"\"),\"\",入力区間!N53)","v":""},{"$f":"IF(入力区間!AJ53=\"\",\"\",入力区間!AJ53)","v":""},{"$f":"IF(OR(入力区間!$I53=\"\",入力区間!O53=\"\"),\"\",入力区間!O53)","v":""},{"$f":"IF(入力区間!AK53=\"\",\"\",入力区間!AK53)","v":""},{"$f":"IF(OR(入力区間!$I53=\"\",入力区間!P53=\"\"),\"\",入力区間!P53)","v":""},{"$f":"IF(入力区間!AL53=\"\",\"\",入力区間!AL53)","v":""},{"$f":"IF(OR(入力区間!$I53=\"\",入力区間!Q53=\"\"),\"\",入力区間!Q53)","v":""},{"$f":"IF(入力区間!AM53=\"\",\"\",入力区間!AM53)","v":""},{"$f":"IF(OR(入力区間!$I53=\"\",入力区間!R53=\"\"),\"\",入力区間!R53)","v":""},{"$f":"IF(入力区間!AN53=\"\",\"\",入力区間!AN53)","v":""},{"$f":"IF(OR(入力区間!$I53=\"\",入力区間!S53=\"\"),\"\",入力区間!S53)","v":""},{"$f":"IF(入力区間!AO53=\"\",\"\",入力区間!AO53)","v":""},{"$f":"IF(OR(入力区間!$I53=\"\",入力区間!T53=\"\"),\"\",入力区間!T53)","v":""},{"$f":"IF(入力区間!AP53=\"\",\"\",入力区間!AP53)","v":""},{"$f":"IF(OR(入力区間!$I53=\"\",入力区間!U53=\"\"),\"\",入力区間!U53)","v":""},{"$f":"IF(入力区間!AQ53=\"\",\"\",入力区間!AQ53)","v":""},{"$f":"IF(OR(入力区間!$I53=\"\",入力区間!V53=\"\"),\"\",入力区間!V53)","v":""},{"$f":"IF(入力区間!AR53=\"\",\"\",入力区間!AR53)","v":""},{"$f":"IF(OR(入力区間!$I53=\"\",入力区間!W53=\"\"),\"\",入力区間!W53)","v":""},{"$f":"IF(入力区間!AS53=\"\",\"\",入力区間!AS53)","v":""},{"$f":"IF(OR(入力区間!$I53=\"\",入力区間!X53=\"\"),\"\",入力区間!X53)","v":""},{"$f":"IF(入力区間!AT53=\"\",\"\",入力区間!AT53)","v":""},{"$f":"IF(OR(入力区間!$I53=\"\",入力区間!Y53=\"\"),\"\",入力区間!Y53)","v":""},{"$f":"IF(入力区間!AU53=\"\",\"\",入力区間!AU53)","v":""},{"$f":"IF(OR(入力区間!$I53=\"\",入力区間!Z53=\"\"),\"\",入力区間!Z53)","v":""},{"$f":"IF(入力区間!AV53=\"\",\"\",入力区間!AV53)","v":""},{"$f":"IF(入力区間!AW53=\"\",\"\",入力区間!AW53)","v":""}]
[null,{"$f":"IF(入力区間!F54=\"\",\"\",入力区間!F54)","v":44},{"$f":"IF(入力区間!G54=\"\",\"\",入力区間!G54)","v":""},{"$f":"IF(入力区間!I54=\"\",\"\",入力区間!I54)","v":""},{"$f":"IF(OR(入力区間!$I54=\"\",入力区間!L54=\"\"),\"\",入力区間!L54)","v":""},{"$f":"IF(入力区間!AH54=\"\",\"\",入力区間!AH54)","v":""},{"$f":"IF(OR(入力区間!$I54=\"\",入力区間!M54=\"\"),\"\",入力区間!M54)","v":""},{"$f":"IF(入力区間!AI54=\"\",\"\",入力区間!AI54)","v":""},{"$f":"IF(OR(入力区間!$I54=\"\",入力区間!N54=\"\"),\"\",入力区間!N54)","v":""},{"$f":"IF(入力区間!AJ54=\"\",\"\",入力区間!AJ54)","v":""},{"$f":"IF(OR(入力区間!$I54=\"\",入力区間!O54=\"\"),\"\",入力区間!O54)","v":""},{"$f":"IF(入力区間!AK54=\"\",\"\",入力区間!AK54)","v":""},{"$f":"IF(OR(入力区間!$I54=\"\",入力区間!P54=\"\"),\"\",入力区間!P54)","v":""},{"$f":"IF(入力区間!AL54=\"\",\"\",入力区間!AL54)","v":""},{"$f":"IF(OR(入力区間!$I54=\"\",入力区間!Q54=\"\"),\"\",入力区間!Q54)","v":""},{"$f":"IF(入力区間!AM54=\"\",\"\",入力区間!AM54)","v":""},{"$f":"IF(OR(入力区間!$I54=\"\",入力区間!R54=\"\"),\"\",入力区間!R54)","v":""},{"$f":"IF(入力区間!AN54=\"\",\"\",入力区間!AN54)","v":""},{"$f":"IF(OR(入力区間!$I54=\"\",入力区間!S54=\"\"),\"\",入力区間!S54)","v":""},{"$f":"IF(入力区間!AO54=\"\",\"\",入力区間!AO54)","v":""},{"$f":"IF(OR(入力区間!$I54=\"\",入力区間!T54=\"\"),\"\",入力区間!T54)","v":""},{"$f":"IF(入力区間!AP54=\"\",\"\",入力区間!AP54)","v":""},{"$f":"IF(OR(入力区間!$I54=\"\",入力区間!U54=\"\"),\"\",入力区間!U54)","v":""},{"$f":"IF(入力区間!AQ54=\"\",\"\",入力区間!AQ54)","v":""},{"$f":"IF(OR(入力区間!$I54=\"\",入力区間!V54=\"\"),\"\",入力区間!V54)","v":""},{"$f":"IF(入力区間!AR54=\"\",\"\",入力区間!AR54)","v":""},{"$f":"IF(OR(入力区間!$I54=\"\",入力区間!W54=\"\"),\"\",入力区間!W54)","v":""},{"$f":"IF(入力区間!AS54=\"\",\"\",入力区間!AS54)","v":""},{"$f":"IF(OR(入力区間!$I54=\"\",入力区間!X54=\"\"),\"\",入力区間!X54)","v":""},{"$f":"IF(入力区間!AT54=\"\",\"\",入力区間!AT54)","v":""},{"$f":"IF(OR(入力区間!$I54=\"\",入力区間!Y54=\"\"),\"\",入力区間!Y54)","v":""},{"$f":"IF(入力区間!AU54=\"\",\"\",入力区間!AU54)","v":""},{"$f":"IF(OR(入力区間!$I54=\"\",入力区間!Z54=\"\"),\"\",入力区間!Z54)","v":""},{"$f":"IF(入力区間!AV54=\"\",\"\",入力区間!AV54)","v":""},{"$f":"IF(入力区間!AW54=\"\",\"\",入力区間!AW54)","v":""}]
[null,{"$f":"IF(入力区間!F55=\"\",\"\",入力区間!F55)","v":45},{"$f":"IF(入力区間!G55=\"\",\"\",入力区間!G55)","v":""},{"$f":"IF(入力区間!I55=\"\",\"\",入力区間!I55)","v":""},{"$f":"IF(OR(入力区間!$I55=\"\",入力区間!L55=\"\"),\"\",入力区間!L55)","v":""},{"$f":"IF(入力区間!AH55=\"\",\"\",入力区間!AH55)","v":""},{"$f":"IF(OR(入力区間!$I55=\"\",入力区間!M55=\"\"),\"\",入力区間!M55)","v":""},{"$f":"IF(入力区間!AI55=\"\",\"\",入力区間!AI55)","v":""},{"$f":"IF(OR(入力区間!$I55=\"\",入力区間!N55=\"\"),\"\",入力区間!N55)","v":""},{"$f":"IF(入力区間!AJ55=\"\",\"\",入力区間!AJ55)","v":""},{"$f":"IF(OR(入力区間!$I55=\"\",入力区間!O55=\"\"),\"\",入力区間!O55)","v":""},{"$f":"IF(入力区間!AK55=\"\",\"\",入力区間!AK55)","v":""},{"$f":"IF(OR(入力区間!$I55=\"\",入力区間!P55=\"\"),\"\",入力区間!P55)","v":""},{"$f":"IF(入力区間!AL55=\"\",\"\",入力区間!AL55)","v":""},{"$f":"IF(OR(入力区間!$I55=\"\",入力区間!Q55=\"\"),\"\",入力区間!Q55)","v":""},{"$f":"IF(入力区間!AM55=\"\",\"\",入力区間!AM55)","v":""},{"$f":"IF(OR(入力区間!$I55=\"\",入力区間!R55=\"\"),\"\",入力区間!R55)","v":""},{"$f":"IF(入力区間!AN55=\"\",\"\",入力区間!AN55)","v":""},{"$f":"IF(OR(入力区間!$I55=\"\",入力区間!S55=\"\"),\"\",入力区間!S55)","v":""},{"$f":"IF(入力区間!AO55=\"\",\"\",入力区間!AO55)","v":""},{"$f":"IF(OR(入力区間!$I55=\"\",入力区間!T55=\"\"),\"\",入力区間!T55)","v":""},{"$f":"IF(入力区間!AP55=\"\",\"\",入力区間!AP55)","v":""},{"$f":"IF(OR(入力区間!$I55=\"\",入力区間!U55=\"\"),\"\",入力区間!U55)","v":""},{"$f":"IF(入力区間!AQ55=\"\",\"\",入力区間!AQ55)","v":""},{"$f":"IF(OR(入力区間!$I55=\"\",入力区間!V55=\"\"),\"\",入力区間!V55)","v":""},{"$f":"IF(入力区間!AR55=\"\",\"\",入力区間!AR55)","v":""},{"$f":"IF(OR(入力区間!$I55=\"\",入力区間!W55=\"\"),\"\",入力区間!W55)","v":""},{"$f":"IF(入力区間!AS55=\"\",\"\",入力区間!AS55)","v":""},{"$f":"IF(OR(入力区間!$I55=\"\",入力区間!X55=\"\"),\"\",入力区間!X55)","v":""},{"$f":"IF(入力区間!AT55=\"\",\"\",入力区間!AT55)","v":""},{"$f":"IF(OR(入力区間!$I55=\"\",入力区間!Y55=\"\"),\"\",入力区間!Y55)","v":""},{"$f":"IF(入力区間!AU55=\"\",\"\",入力区間!AU55)","v":""},{"$f":"IF(OR(入力区間!$I55=\"\",入力区間!Z55=\"\"),\"\",入力区間!Z55)","v":""},{"$f":"IF(入力区間!AV55=\"\",\"\",入力区間!AV55)","v":""},{"$f":"IF(入力区間!AW55=\"\",\"\",入力区間!AW55)","v":""}]
[null,{"$f":"IF(入力区間!F56=\"\",\"\",入力区間!F56)","v":46},{"$f":"IF(入力区間!G56=\"\",\"\",入力区間!G56)","v":""},{"$f":"IF(入力区間!I56=\"\",\"\",入力区間!I56)","v":""},{"$f":"IF(OR(入力区間!$I56=\"\",入力区間!L56=\"\"),\"\",入力区間!L56)","v":""},{"$f":"IF(入力区間!AH56=\"\",\"\",入力区間!AH56)","v":""},{"$f":"IF(OR(入力区間!$I56=\"\",入力区間!M56=\"\"),\"\",入力区間!M56)","v":""},{"$f":"IF(入力区間!AI56=\"\",\"\",入力区間!AI56)","v":""},{"$f":"IF(OR(入力区間!$I56=\"\",入力区間!N56=\"\"),\"\",入力区間!N56)","v":""},{"$f":"IF(入力区間!AJ56=\"\",\"\",入力区間!AJ56)","v":""},{"$f":"IF(OR(入力区間!$I56=\"\",入力区間!O56=\"\"),\"\",入力区間!O56)","v":""},{"$f":"IF(入力区間!AK56=\"\",\"\",入力区間!AK56)","v":""},{"$f":"IF(OR(入力区間!$I56=\"\",入力区間!P56=\"\"),\"\",入力区間!P56)","v":""},{"$f":"IF(入力区間!AL56=\"\",\"\",入力区間!AL56)","v":""},{"$f":"IF(OR(入力区間!$I56=\"\",入力区間!Q56=\"\"),\"\",入力区間!Q56)","v":""},{"$f":"IF(入力区間!AM56=\"\",\"\",入力区間!AM56)","v":""},{"$f":"IF(OR(入力区間!$I56=\"\",入力区間!R56=\"\"),\"\",入力区間!R56)","v":""},{"$f":"IF(入力区間!AN56=\"\",\"\",入力区間!AN56)","v":""},{"$f":"IF(OR(入力区間!$I56=\"\",入力区間!S56=\"\"),\"\",入力区間!S56)","v":""},{"$f":"IF(入力区間!AO56=\"\",\"\",入力区間!AO56)","v":""},{"$f":"IF(OR(入力区間!$I56=\"\",入力区間!T56=\"\"),\"\",入力区間!T56)","v":""},{"$f":"IF(入力区間!AP56=\"\",\"\",入力区間!AP56)","v":""},{"$f":"IF(OR(入力区間!$I56=\"\",入力区間!U56=\"\"),\"\",入力区間!U56)","v":""},{"$f":"IF(入力区間!AQ56=\"\",\"\",入力区間!AQ56)","v":""},{"$f":"IF(OR(入力区間!$I56=\"\",入力区間!V56=\"\"),\"\",入力区間!V56)","v":""},{"$f":"IF(入力区間!AR56=\"\",\"\",入力区間!AR56)","v":""},{"$f":"IF(OR(入力区間!$I56=\"\",入力区間!W56=\"\"),\"\",入力区間!W56)","v":""},{"$f":"IF(入力区間!AS56=\"\",\"\",入力区間!AS56)","v":""},{"$f":"IF(OR(入力区間!$I56=\"\",入力区間!X56=\"\"),\"\",入力区間!X56)","v":""},{"$f":"IF(入力区間!AT56=\"\",\"\",入力区間!AT56)","v":""},{"$f":"IF(OR(入力区間!$I56=\"\",入力区間!Y56=\"\"),\"\",入力区間!Y56)","v":""},{"$f":"IF(入力区間!AU56=\"\",\"\",入力区間!AU56)","v":""},{"$f":"IF(OR(入力区間!$I56=\"\",入力区間!Z56=\"\"),\"\",入力区間!Z56)","v":""},{"$f":"IF(入力区間!AV56=\"\",\"\",入力区間!AV56)","v":""},{"$f":"IF(入力区間!AW56=\"\",\"\",入力区間!AW56)","v":""}]
[null,{"$f":"IF(入力区間!F57=\"\",\"\",入力区間!F57)","v":47},{"$f":"IF(入力区間!G57=\"\",\"\",入力区間!G57)","v":""},{"$f":"IF(入力区間!I57=\"\",\"\",入力区間!I57)","v":""},{"$f":"IF(OR(入力区間!$I57=\"\",入力区間!L57=\"\"),\"\",入力区間!L57)","v":""},{"$f":"IF(入力区間!AH57=\"\",\"\",入力区間!AH57)","v":""},{"$f":"IF(OR(入力区間!$I57=\"\",入力区間!M57=\"\"),\"\",入力区間!M57)","v":""},{"$f":"IF(入力区間!AI57=\"\",\"\",入力区間!AI57)","v":""},{"$f":"IF(OR(入力区間!$I57=\"\",入力区間!N57=\"\"),\"\",入力区間!N57)","v":""},{"$f":"IF(入力区間!AJ57=\"\",\"\",入力区間!AJ57)","v":""},{"$f":"IF(OR(入力区間!$I57=\"\",入力区間!O57=\"\"),\"\",入力区間!O57)","v":""},{"$f":"IF(入力区間!AK57=\"\",\"\",入力区間!AK57)","v":""},{"$f":"IF(OR(入力区間!$I57=\"\",入力区間!P57=\"\"),\"\",入力区間!P57)","v":""},{"$f":"IF(入力区間!AL57=\"\",\"\",入力区間!AL57)","v":""},{"$f":"IF(OR(入力区間!$I57=\"\",入力区間!Q57=\"\"),\"\",入力区間!Q57)","v":""},{"$f":"IF(入力区間!AM57=\"\",\"\",入力区間!AM57)","v":""},{"$f":"IF(OR(入力区間!$I57=\"\",入力区間!R57=\"\"),\"\",入力区間!R57)","v":""},{"$f":"IF(入力区間!AN57=\"\",\"\",入力区間!AN57)","v":""},{"$f":"IF(OR(入力区間!$I57=\"\",入力区間!S57=\"\"),\"\",入力区間!S57)","v":""},{"$f":"IF(入力区間!AO57=\"\",\"\",入力区間!AO57)","v":""},{"$f":"IF(OR(入力区間!$I57=\"\",入力区間!T57=\"\"),\"\",入力区間!T57)","v":""},{"$f":"IF(入力区間!AP57=\"\",\"\",入力区間!AP57)","v":""},{"$f":"IF(OR(入力区間!$I57=\"\",入力区間!U57=\"\"),\"\",入力区間!U57)","v":""},{"$f":"IF(入力区間!AQ57=\"\",\"\",入力区間!AQ57)","v":""},{"$f":"IF(OR(入力区間!$I57=\"\",入力区間!V57=\"\"),\"\",入力区間!V57)","v":""},{"$f":"IF(入力区間!AR57=\"\",\"\",入力区間!AR57)","v":""},{"$f":"IF(OR(入力区間!$I57=\"\",入力区間!W57=\"\"),\"\",入力区間!W57)","v":""},{"$f":"IF(入力区間!AS57=\"\",\"\",入力区間!AS57)","v":""},{"$f":"IF(OR(入力区間!$I57=\"\",入力区間!X57=\"\"),\"\",入力区間!X57)","v":""},{"$f":"IF(入力区間!AT57=\"\",\"\",入力区間!AT57)","v":""},{"$f":"IF(OR(入力区間!$I57=\"\",入力区間!Y57=\"\"),\"\",入力区間!Y57)","v":""},{"$f":"IF(入力区間!AU57=\"\",\"\",入力区間!AU57)","v":""},{"$f":"IF(OR(入力区間!$I57=\"\",入力区間!Z57=\"\"),\"\",入力区間!Z57)","v":""},{"$f":"IF(入力区間!AV57=\"\",\"\",入力区間!AV57)","v":""},{"$f":"IF(入力区間!AW57=\"\",\"\",入力区間!AW57)","v":""}]
[null,{"$f":"IF(入力区間!F58=\"\",\"\",入力区間!F58)","v":48},{"$f":"IF(入力区間!G58=\"\",\"\",入力区間!G58)","v":""},{"$f":"IF(入力区間!I58=\"\",\"\",入力区間!I58)","v":""},{"$f":"IF(OR(入力区間!$I58=\"\",入力区間!L58=\"\"),\"\",入力区間!L58)","v":""},{"$f":"IF(入力区間!AH58=\"\",\"\",入力区間!AH58)","v":""},{"$f":"IF(OR(入力区間!$I58=\"\",入力区間!M58=\"\"),\"\",入力区間!M58)","v":""},{"$f":"IF(入力区間!AI58=\"\",\"\",入力区間!AI58)","v":""},{"$f":"IF(OR(入力区間!$I58=\"\",入力区間!N58=\"\"),\"\",入力区間!N58)","v":""},{"$f":"IF(入力区間!AJ58=\"\",\"\",入力区間!AJ58)","v":""},{"$f":"IF(OR(入力区間!$I58=\"\",入力区間!O58=\"\"),\"\",入力区間!O58)","v":""},{"$f":"IF(入力区間!AK58=\"\",\"\",入力区間!AK58)","v":""},{"$f":"IF(OR(入力区間!$I58=\"\",入力区間!P58=\"\"),\"\",入力区間!P58)","v":""},{"$f":"IF(入力区間!AL58=\"\",\"\",入力区間!AL58)","v":""},{"$f":"IF(OR(入力区間!$I58=\"\",入力区間!Q58=\"\"),\"\",入力区間!Q58)","v":""},{"$f":"IF(入力区間!AM58=\"\",\"\",入力区間!AM58)","v":""},{"$f":"IF(OR(入力区間!$I58=\"\",入力区間!R58=\"\"),\"\",入力区間!R58)","v":""},{"$f":"IF(入力区間!AN58=\"\",\"\",入力区間!AN58)","v":""},{"$f":"IF(OR(入力区間!$I58=\"\",入力区間!S58=\"\"),\"\",入力区間!S58)","v":""},{"$f":"IF(入力区間!AO58=\"\",\"\",入力区間!AO58)","v":""},{"$f":"IF(OR(入力区間!$I58=\"\",入力区間!T58=\"\"),\"\",入力区間!T58)","v":""},{"$f":"IF(入力区間!AP58=\"\",\"\",入力区間!AP58)","v":""},{"$f":"IF(OR(入力区間!$I58=\"\",入力区間!U58=\"\"),\"\",入力区間!U58)","v":""},{"$f":"IF(入力区間!AQ58=\"\",\"\",入力区間!AQ58)","v":""},{"$f":"IF(OR(入力区間!$I58=\"\",入力区間!V58=\"\"),\"\",入力区間!V58)","v":""},{"$f":"IF(入力区間!AR58=\"\",\"\",入力区間!AR58)","v":""},{"$f":"IF(OR(入力区間!$I58=\"\",入力区間!W58=\"\"),\"\",入力区間!W58)","v":""},{"$f":"IF(入力区間!AS58=\"\",\"\",入力区間!AS58)","v":""},{"$f":"IF(OR(入力区間!$I58=\"\",入力区間!X58=\"\"),\"\",入力区間!X58)","v":""},{"$f":"IF(入力区間!AT58=\"\",\"\",入力区間!AT58)","v":""},{"$f":"IF(OR(入力区間!$I58=\"\",入力区間!Y58=\"\"),\"\",入力区間!Y58)","v":""},{"$f":"IF(入力区間!AU58=\"\",\"\",入力区間!AU58)","v":""},{"$f":"IF(OR(入力区間!$I58=\"\",入力区間!Z58=\"\"),\"\",入力区間!Z58)","v":""},{"$f":"IF(入力区間!AV58=\"\",\"\",入力区間!AV58)","v":""},{"$f":"IF(入力区間!AW58=\"\",\"\",入力区間!AW58)","v":""}]
[null,{"$f":"IF(入力区間!F59=\"\",\"\",入力区間!F59)","v":49},{"$f":"IF(入力区間!G59=\"\",\"\",入力区間!G59)","v":""},{"$f":"IF(入力区間!I59=\"\",\"\",入力区間!I59)","v":""},{"$f":"IF(OR(入力区間!$I59=\"\",入力区間!L59=\"\"),\"\",入力区間!L59)","v":""},{"$f":"IF(入力区間!AH59=\"\",\"\",入力区間!AH59)","v":""},{"$f":"IF(OR(入力区間!$I59=\"\",入力区間!M59=\"\"),\"\",入力区間!M59)","v":""},{"$f":"IF(入力区間!AI59=\"\",\"\",入力区間!AI59)","v":""},{"$f":"IF(OR(入力区間!$I59=\"\",入力区間!N59=\"\"),\"\",入力区間!N59)","v":""},{"$f":"IF(入力区間!AJ59=\"\",\"\",入力区間!AJ59)","v":""},{"$f":"IF(OR(入力区間!$I59=\"\",入力区間!O59=\"\"),\"\",入力区間!O59)","v":""},{"$f":"IF(入力区間!AK59=\"\",\"\",入力区間!AK59)","v":""},{"$f":"IF(OR(入力区間!$I59=\"\",入力区間!P59=\"\"),\"\",入力区間!P59)","v":""},{"$f":"IF(入力区間!AL59=\"\",\"\",入力区間!AL59)","v":""},{"$f":"IF(OR(入力区間!$I59=\"\",入力区間!Q59=\"\"),\"\",入力区間!Q59)","v":""},{"$f":"IF(入力区間!AM59=\"\",\"\",入力区間!AM59)","v":""},{"$f":"IF(OR(入力区間!$I59=\"\",入力区間!R59=\"\"),\"\",入力区間!R59)","v":""},{"$f":"IF(入力区間!AN59=\"\",\"\",入力区間!AN59)","v":""},{"$f":"IF(OR(入力区間!$I59=\"\",入力区間!S59=\"\"),\"\",入力区間!S59)","v":""},{"$f":"IF(入力区間!AO59=\"\",\"\",入力区間!AO59)","v":""},{"$f":"IF(OR(入力区間!$I59=\"\",入力区間!T59=\"\"),\"\",入力区間!T59)","v":""},{"$f":"IF(入力区間!AP59=\"\",\"\",入力区間!AP59)","v":""},{"$f":"IF(OR(入力区間!$I59=\"\",入力区間!U59=\"\"),\"\",入力区間!U59)","v":""},{"$f":"IF(入力区間!AQ59=\"\",\"\",入力区間!AQ59)","v":""},{"$f":"IF(OR(入力区間!$I59=\"\",入力区間!V59=\"\"),\"\",入力区間!V59)","v":""},{"$f":"IF(入力区間!AR59=\"\",\"\",入力区間!AR59)","v":""},{"$f":"IF(OR(入力区間!$I59=\"\",入力区間!W59=\"\"),\"\",入力区間!W59)","v":""},{"$f":"IF(入力区間!AS59=\"\",\"\",入力区間!AS59)","v":""},{"$f":"IF(OR(入力区間!$I59=\"\",入力区間!X59=\"\"),\"\",入力区間!X59)","v":""},{"$f":"IF(入力区間!AT59=\"\",\"\",入力区間!AT59)","v":""},{"$f":"IF(OR(入力区間!$I59=\"\",入力区間!Y59=\"\"),\"\",入力区間!Y59)","v":""},{"$f":"IF(入力区間!AU59=\"\",\"\",入力区間!AU59)","v":""},{"$f":"IF(OR(入力区間!$I59=\"\",入力区間!Z59=\"\"),\"\",入力区間!Z59)","v":""},{"$f":"IF(入力区間!AV59=\"\",\"\",入力区間!AV59)","v":""},{"$f":"IF(入力区間!AW59=\"\",\"\",入力区間!AW59)","v":""}]
[null,{"$f":"IF(入力区間!F60=\"\",\"\",入力区間!F60)","v":50},{"$f":"IF(入力区間!G60=\"\",\"\",入力区間!G60)","v":""},{"$f":"IF(入力区間!I60=\"\",\"\",入力区間!I60)","v":""},{"$f":"IF(OR(入力区間!$I60=\"\",入力区間!L60=\"\"),\"\",入力区間!L60)","v":""},{"$f":"IF(入力区間!AH60=\"\",\"\",入力区間!AH60)","v":""},{"$f":"IF(OR(入力区間!$I60=\"\",入力区間!M60=\"\"),\"\",入力区間!M60)","v":""},{"$f":"IF(入力区間!AI60=\"\",\"\",入力区間!AI60)","v":""},{"$f":"IF(OR(入力区間!$I60=\"\",入力区間!N60=\"\"),\"\",入力区間!N60)","v":""},{"$f":"IF(入力区間!AJ60=\"\",\"\",入力区間!AJ60)","v":""},{"$f":"IF(OR(入力区間!$I60=\"\",入力区間!O60=\"\"),\"\",入力区間!O60)","v":""},{"$f":"IF(入力区間!AK60=\"\",\"\",入力区間!AK60)","v":""},{"$f":"IF(OR(入力区間!$I60=\"\",入力区間!P60=\"\"),\"\",入力区間!P60)","v":""},{"$f":"IF(入力区間!AL60=\"\",\"\",入力区間!AL60)","v":""},{"$f":"IF(OR(入力区間!$I60=\"\",入力区間!Q60=\"\"),\"\",入力区間!Q60)","v":""},{"$f":"IF(入力区間!AM60=\"\",\"\",入力区間!AM60)","v":""},{"$f":"IF(OR(入力区間!$I60=\"\",入力区間!R60=\"\"),\"\",入力区間!R60)","v":""},{"$f":"IF(入力区間!AN60=\"\",\"\",入力区間!AN60)","v":""},{"$f":"IF(OR(入力区間!$I60=\"\",入力区間!S60=\"\"),\"\",入力区間!S60)","v":""},{"$f":"IF(入力区間!AO60=\"\",\"\",入力区間!AO60)","v":""},{"$f":"IF(OR(入力区間!$I60=\"\",入力区間!T60=\"\"),\"\",入力区間!T60)","v":""},{"$f":"IF(入力区間!AP60=\"\",\"\",入力区間!AP60)","v":""},{"$f":"IF(OR(入力区間!$I60=\"\",入力区間!U60=\"\"),\"\",入力区間!U60)","v":""},{"$f":"IF(入力区間!AQ60=\"\",\"\",入力区間!AQ60)","v":""},{"$f":"IF(OR(入力区間!$I60=\"\",入力区間!V60=\"\"),\"\",入力区間!V60)","v":""},{"$f":"IF(入力区間!AR60=\"\",\"\",入力区間!AR60)","v":""},{"$f":"IF(OR(入力区間!$I60=\"\",入力区間!W60=\"\"),\"\",入力区間!W60)","v":""},{"$f":"IF(入力区間!AS60=\"\",\"\",入力区間!AS60)","v":""},{"$f":"IF(OR(入力区間!$I60=\"\",入力区間!X60=\"\"),\"\",入力区間!X60)","v":""},{"$f":"IF(入力区間!AT60=\"\",\"\",入力区間!AT60)","v":""},{"$f":"IF(OR(入力区間!$I60=\"\",入力区間!Y60=\"\"),\"\",入力区間!Y60)","v":""},{"$f":"IF(入力区間!AU60=\"\",\"\",入力区間!AU60)","v":""},{"$f":"IF(OR(入力区間!$I60=\"\",入力区間!Z60=\"\"),\"\",入力区間!Z60)","v":""},{"$f":"IF(入力区間!AV60=\"\",\"\",入力区間!AV60)","v":""},{"$f":"IF(入力区間!AW60=\"\",\"\",入力区間!AW60)","v":""}]
[null,"合計",null,null,{"$f":"IF(COUNT(E38:E63)=0,\"\",SUM(E38:E63))","v":1},1,1,6,1,3,"","",1,0.15,"","",1,0.15,1,4.9000000000000004,"","","","","","","","","","","","","","",15.200000000000001]

{"sheet":"入力項目一覧表紙有","index":39,"n_rows":88,"n_cols":10,"rows_kept":88,"cut":false,"hidden":true,"merged":[[20,2,20,3],[5,2,5,3],[10,2,10,3],[12,2,12,9],[15,2,15,3],[17,2,17,9],[22,2,22,9],[25,2,25,3],[27,2,27,9],[39,3,39,5],[39,6,39,7],[39,8,39,9],[60,2,60,3],[40,3,40,5],[41,3,41,5],[42,3,42,5],[43,3,43,5],[44,3,44,5],[45,3,45,5],[46,3,46,5],[47,3,47,5],[48,3,48,5],[49,3,49,5],[50,2,50,5],[79,8,79,9],[85,2,85,3],[67,2,67,3],[74,2,74,3],[76,2,76,3],[77,2,77,3],[79,2,79,3],[79,5,79,6]]}
[null,"入力項目一覧"]
[]
[null,"＜入力1＞水理計算書の表紙"]
[]
[null,"●水理計算書の表紙"]
[null,null,{"$f":"IF(入力1!$B$13=\"作成しない\",\"作成しない\",\"作成する\")","v":"作成する"}]
[]
[null,"＜入力2＞基本情報の入力"]
[]
[null,"●名称"]
[null,null,{"$f":"IF(入力2!$D$9=\"記載しない\",\"記載しない\",\"記載する\")","v":"記載する"}]
[]
[null,null,{"$f":"IF(OR(入力2!$D$9=\"記載しない\",入力2!$D$11=\"\"),\"\",入力2!$D$11)","v":"（仮称）ABC店舗新築工事"}]
[]
[null,"●工事場所"]
[null,null,{"$f":"IF(入力2!$D$13=\"記載しない\",\"記載しない\",\"記載する\")","v":"記載する"}]
[]
[null,null,{"$f":"IF(OR(入力2!$D$13=\"記載しない\",入力2!$D$15=\"\"),\"\",入力2!$D$15)","v":"東京都○○区○○1-2-3"}]
[]
[null,"●用途"]
[null,null,{"$f":"IF(入力2!$D$17=\"記載しない\",\"記載しない\",\"記載する\")","v":"記載する"}]
[]
[null,null,{"$f":"IF(OR(入力2!$D$17=\"記載しない\",入力2!$D$19=\"\"),\"\",入力2!$D$19)","v":"物販店舗"}]
[]
[null,"●給水方式"]
[null,null,{"$f":"IF(入力2!$D$21=\"記載しない\",\"記載しない\",\"記載する\")","v":"記載する"}]
[]
[null,null,{"$f":"IF(OR(入力2!$D$21=\"記載しない\",入力2!$D$23=\"\"),\"\",入力2!$D$23)","v":"３階直結直圧式"}]
[]
[null,"＜入力3＞末端給水用具数"]
[]
[null,"●末端給水用具の総数"]
[null,null,{"$f":"IF(入力3!$C$10=\"\",\"\",入力3!$C$10)","v":10},"栓"]
[]
[null,"●同時使用末端給水用具数"]
[null,null,{"$f":"IF(入力3!$C$12=\"\",\"\",入力3!$C$12)","v":3},"栓"]
[]
[null,"＜入力4＞同時使用給水用具"]
[]
[null,null,{"$f":"IF(入力4!B11=\"\",\"\",入力4!B11)","v":"No"},{"$f":"IF(入力4!C11=\"\",\"\",入力4!C11)","v":"同時使用給水用具"},null,null,{"$f":"IF(入力4!D11=\"\",\"\",入力4!D11)","v":"使用水量（L/min）"},null,{"$f":"IF(入力4!F11=\"\",\"\",入力4!F11)","v":"使用水量（L/sec）"}]
[null,null,{"$f":"IF(入力4!B12=\"\",\"\",入力4!B12)","v":1},{"$f":"IF(入力4!C12=\"\",\"\",入力4!C12)","v":"台所流し"},null,null,{"$f":"IF(入力4!D12=\"\",\"\",入力4!D12)","v":12},{"$f":"IF(入力4!E12=\"\",\"\",入力4!E12)","v":"L/min"},{"$f":"IF(入力4!F12=\"\",\"\",入力4!F12)","v":0.2},{"$f":"IF(入力4!G12=\"\",\"\",入力4!G12)","v":"L/sec"}]
[null,null,{"$f":"IF(入力4!B13=\"\",\"\",入力4!B13)","v":2},{"$f":"IF(入力4!C13=\"\",\"\",入力4!C13)","v":"洗たく流し"},null,null,{"$f":"IF(入力4!D13=\"\",\"\",入力4!D13)","v":12},{"$f":"IF(入力4!E13=\"\",\"\",入力4!E13)","v":"L/min"},{"$f":"IF(入力4!F13=\"\",\"\",入力4!F13)","v":0.2},{"$f":"IF(入力4!G13=\"\",\"\",入力4!G13)","v":"L/sec"}]
[null,null,{"$f":"IF(入力4!B14=\"\",\"\",入力4!B14)","v":3},{"$f":"IF(入力4!C14=\"\",\"\",入力4!C14)","v":"洗面器"},null,null,{"$f":"IF(入力4!D14=\"\",\"\",入力4!D14)","v":8},{"$f":"IF(入力4!E14=\"\",\"\",入力4!E14)","v":"L/min"},{"$f":"IF(入力4!F14=\"\",\"\",入力4!F14)","v":0.13},{"$f":"IF(入力4!G14=\"\",\"\",入力4!G14)","v":"L/sec"}]
[null,null,{"$f":"IF(入力4!B15=\"\",\"\",入力4!B15)","v":4},{"$f":"IF(入力4!C15=\"\",\"\",入力4!C15)","v":""},null,null,{"$f":"IF(入力4!D15=\"\",\"\",入力4!D15)","v":""},{"$f":"IF(入力4!E15=\"\",\"\",入力4!E15)","v":"L/min"},{"$f":"IF(入力4!F15=\"\",\"\",入力4!F15)","v":""},{"$f":"IF(入力4!G15=\"\",\"\",入力4!G15)","v":"L/sec"}]
[null,null,{"$f":"IF(入力4!B16=\"\",\"\",入力4!B16)","v":5},{"$f":"IF(入力4!C16=\"\",\"\",入力4!C16)","v":""},null,null,{"$f":"IF(入力4!D16=\"\",\"\",入力4!D16)","v":""},{"$f":"IF(入力4!E16=\"\",\"\",入力4!E16)","v":"L/min"},{"$f":"IF(入力4!F16=\"\",\"\",入力4!F16)","v":""},{"$f":"IF(入力4!G16=\"\",\"\",入力4!G16)","v":"L/sec"}]
[null,null,{"$f":"IF(入力4!B17=\"\",\"\",入力4!B17)","v":6},{"$f":"IF(入力4!C17=\"\",\"\",入力4!C17)","v":""},null,null,{"$f":"IF(入力4!D17=\"\",\"\",入力4!D17)","v":""},{"$f":"IF(入力4!E17=\"\",\"\",入力4!E17)","v":"L/min"},{"$f":"IF(入力4!F17=\"\",\"\",入力4!F17)","v":""},{"$f":"IF(入力4!G17=\"\",\"\",入力4!G17)","v":"L/sec"}]
[null,null,{"$f":"IF(入力4!B18=\"\",\"\",入力4!B18)","v":7},{"$f":"IF(入力4!C18=\"\",\"\",入力4!C18)","v":""},null,null,{"$f":"IF(入力4!D18=\"\",\"\",入力4!D18)","v":""},{"$f":"IF(入力4!E18=\"\",\"\",入力4!E18)","v":"L/min"},{"$f":"IF(入力4!F18=\"\",\"\",入力4!F18)","v":""},{"$f":"IF(入力4!G18=\"\",\"\",入力4!G18)","v":"L/sec"}]
[null,null,{"$f":"IF(入力4!B19=\"\",\"\",入力4!B19)","v":8},{"$f":"IF(入力4!C19=\"\",\"\",入力4!C19)","v":""},null,null,{"$f":"IF(入力4!D19=\"\",\"\",入力4!D19)","v":""},{"$f":"IF(入力4!E19=\"\",\"\",入力4!E19)","v":"L/min"},{"$f":"IF(入力4!F19=\"\",\"\",入力4!F19)","v":""},{"$f":"IF(入力4!G19=\"\",\"\",入力4!G19)","v":"L/sec"}]
[null,null,{"$f":"IF(入力4!B20=\"\",\"\",入力4!B20)","v":9},{"$f":"IF(入力4!C20=\"\",\"\",入力4!C20)","v":""},null,null,{"$f":"IF(入力4!D20=\"\",\"\",入力4!D20)","v":""},{"$f":"IF(入力4!E20=\"\",\"\",入力4!E20)","v":"L/min"},{"$f":"IF(入力4!F20=\"\",\"\",入力4!F20)","v":""},{"$f":"IF(入力4!G20=\"\",\"\",入力4!G20)","v":"L/sec"}]
[null,null,{"$f":"IF(入力4!B21=\"\",\"\",入力4!B21)","v":10},{"$f":"IF(入力4!C21=\"\",\"\",入力4!C21)","v":""},null,null,{"$f":"IF(入力4!D21=\"\",\"\",入力4!D21)","v":""},{"$f":"IF(入力4!E21=\"\",\"\",入力4!E21)","v":"L/min"},{"$f":"IF(入力4!F21=\"\",\"\",入力4!F21)","v":""},{"$f":"IF(入力4!G21=\"\",\"\",入力4!G21)","v":"L/sec"}]
[null,null,{"$f":"IF(入力4!B22=\"\",\"\",入力4!B22)","v":"合計"},null,null,null,{"$f":"IF(入力4!D22=\"\",\"\",入力4!D22)","v":32},{"$f":"IF(入力4!E22=\"\",\"\",入力4!E22)","v":"L/min"},{"$f":"IF(入力4!F22=\"\",\"\",入力4!F22)","v":0.53},{"$f":"IF(入力4!G22=\"\",\"\",入力4!G22)","v":"L/sec"}]
[]
[null,"＜入力5＞配水管の水圧"]
[]
[null,"●配水管の最小動水圧（設計水圧）"]
[null,null,{"$f":"IF(入力5!$C$9=\"\",\"\",入力5!$C$9)","v":0.14699999999999999},{"$f":"IF(入力5!$D$9=\"\",\"MPa\",入力5!$D$9)","v":"MPa"}]
[]
[null,"＜入力6＞給水用具の所要水頭"]
[]
[null,"●給水用具の所要水頭（必要圧力）の設定"]
[null,null,{"$f":"IF(入力6!$B$29=\"区間計算後に比較\",\"区間計算後に比較\",IF(入力6!$B$29=\"区間計算に含める\",\"区間計算に含める\",\"考慮しない\"))","v":"区間計算後に比較"}]
[]
[null,null,{"$f":"IF(OR(入力6!$B$29<>\"区間計算後に比較\",入力6!$C$29=\"\"),\"\",入力6!$C$29)","v":0.03},{"$f":"IF(入力6!$B$29<>\"区間計算後に比較\",\"\",入力6!$D$29)","v":"MPa"}]
[]
[null,"＜入力7>安全率"]
[]
[null,"●安全率の設定"]
[null,null,{"$f":"IF(入力7!$B$15=\"設定する\",\"設定する\",\"設定しない\")","v":"設定する"}]
[]
[null,null,{"$f":"IF(OR(入力7!$B$15<>\"設定する\",入力7!$C$15=\"\"),\"\",入力7!$C$15)","v":10},{"$f":"IF(入力7!$B$15<>\"設定する\",\"\",入力7!$D$15)","v":"％"}]
[]
[null,"＜入力8＞量水器の適正使用範囲"]
[]
[null,"●量水器の適正使用範囲と同時使用水量との比較"]
[null,null,{"$f":"IF(入力8!$B$22=\"上限のみ比較\",\"上限のみ比較\",IF(入力8!$B$22=\"上限と下限を比較\",\"上限と下限を比較\",\"記載しない\"))","v":"上限と下限を比較"}]
[]
[null,null,"量水器口径"]
[null,null,{"$f":"IF(OR(入力8!$B$22=\"\",入力8!$B$22=\"記載しない\",入力8!$E$22=\"\"),\"\",入力8!$E$22)","v":25}]
[]
[null,null,{"$f":"入力8!$B$26","v":"流量下限"},null,{"$f":"入力8!$D$26","v":"比較"},{"$f":"入力8!$E$26","v":"同時使用水量"},null,{"$f":"入力8!$G$26","v":"比較"},{"$f":"入力8!$H$26","v":"流量上限"}]
[null,null,{"$f":"入力8!B27","v":0.06},{"$f":"入力8!C27","v":"L/sec"},{"$f":"入力8!D27","v":"<"},{"$f":"入力8!E27","v":0.53},{"$f":"入力8!F27","v":"L/sec"},{"$f":"入力8!G27","v":"<"},{"$f":"入力8!H27","v":0.69},{"$f":"入力8!I27","v":"L/sec"}]
[]
[null,"＜入力9＞流速"]
[]
[null,"●流速の比較"]
[null,null,{"$f":"IF(入力9!$B$15=\"記載する\",\"記載する\",\"記載しない\")","v":"記載する"}]
[]
[null,null,{"$f":"IF(OR(入力9!$B$15<>\"記載する\",入力9!$C$15=\"\"),\"\",入力9!$C$15)","v":2},{"$f":"IF(入力9!$B$15<>\"記載する\",\"\",入力9!$D$15)","v":"m/sec"}]

{"sheet":"入力項目一覧表紙無","index":40,"n_rows":55,"n_cols":10,"rows_kept":55,"cut":false,"hidden":true,"merged":[[46,2,46,3],[46,5,46,6],[46,8,46,9],[52,2,52,3],[5,2,5,3],[27,2,27,3],[34,2,34,3],[41,2,41,3],[43,2,43,3],[44,2,44,3]]}
[null,"入力項目一覧"]
[]
[null,"＜入力1＞水理計算書の表紙"]
[]
[null,"●水理計算書の表紙"]
[null,null,{"$f":"IF(入力1!$B$13=\"作成しない\",\"作成しない\",\"作成する\")","v":"作成する"}]
[]
[null,"＜入力2＞基本情報の入力"]
[]
[null,null,"※表紙を作成しないため、入力不要"]
[]
[null,"＜入力3＞末端給水用具数"]
[]
[null,null,"※表紙を作成しないため、入力不要"]
[]
[null,"＜入力4＞同時使用給水用具"]
[]
[null,null,"※表紙を作成しないため、入力不要"]
[]
[null,"＜入力5＞配水管の水圧"]
[]
[null,"●配水管の最小動水圧（設計水圧）"]
[null,null,{"$f":"IF(入力5!$C$9=\"\",\"\",入力5!$C$9)","v":0.14699999999999999},{"$f":"IF(入力5!$D$9=\"\",\"MPa\",入力5!$D$9)","v":"MPa"}]
[]
[null,"＜入力6＞給水用具の所要水頭"]
[]
[null,"●給水用具の所要水頭（必要圧力）の設定"]
[null,null,{"$f":"IF(入力6!$B$29=\"区間計算後に比較\",\"区間計算後に比較\",IF(入力6!$B$29=\"区間計算に含める\",\"区間計算に含める\",\"考慮しない\"))","v":"区間計算後に比較"}]
[]
[null,null,{"$f":"IF(OR(入力6!$B$29<>\"区間計算後に比較\",入力6!$C$29=\"\"),\"\",入力6!$C$29)","v":0.03},{"$f":"IF(入力6!$B$29<>\"区間計算後に比較\",\"\",入力6!$D$29)","v":"MPa"}]
[]
[null,"＜入力7>安全率"]
[]
[null,"●安全率の設定"]
[null,null,{"$f":"IF(入力7!$B$15=\"設定する\",\"設定する\",\"設定しない\")","v":"設定する"}]
[]
[null,null,{"$f":"IF(OR(入力7!$B$15<>\"設定する\",入力7!$C$15=\"\"),\"\",入力7!$C$15)","v":10},{"$f":"IF(入力7!$B$15<>\"設定する\",\"\",入力7!$D$15)","v":"％"}]
[]
[null,"＜入力8＞量水器の適正使用範囲"]
[]
[null,"●量水器の適正使用範囲と同時使用水量との比較"]
[null,null,{"$f":"IF(入力8!$B$22=\"上限のみ比較\",\"上限のみ比較\",IF(入力8!$B$22=\"上限と下限を比較\",\"上限と下限を比較\",\"記載しない\"))","v":"上限と下限を比較"}]
[]
[null,null,"量水器口径"]
[null,null,{"$f":"IF(OR(入力8!$B$22=\"\",入力8!$B$22=\"記載しない\",入力8!$E$22=\"\"),\"\",入力8!$E$22)","v":25}]
[]
[null,null,{"$f":"入力8!$B$26","v":"流量下限"},null,{"$f":"入力8!$D$26","v":"比較"},{"$f":"入力8!$E$26","v":"同時使用水量"},null,{"$f":"入力8!$G$26","v":"比較"},{"$f":"入力8!$H$26","v":"流量上限"}]
[null,null,{"$f":"入力8!B27","v":0.06},{"$f":"入力8!C27","v":"L/sec"},{"$f":"入力8!D27","v":"<"},{"$f":"入力8!E27","v":0.53},{"$f":"入力8!F27","v":"L/sec"},{"$f":"入力8!G27","v":"<"},{"$f":"入力8!H27","v":0.69},{"$f":"入力8!I27","v":"L/sec"}]
[]
[null,"＜入力9＞流速"]
[]
[null,"●流速の比較"]
[null,null,{"$f":"IF(入力9!$B$15=\"記載する\",\"記載する\",\"記載しない\")","v":"記載する"}]
[]
[null,null,{"$f":"IF(OR(入力9!$B$15<>\"記載する\",入力9!$C$15=\"\"),\"\",入力9!$C$15)","v":2},{"$f":"IF(入力9!$B$15<>\"記載する\",\"\",入力9!$D$15)","v":"m/sec"}]

{"sheet":"1表紙末端水頭計算","index":41,"n_rows":53,"n_cols":17,"rows_kept":53,"cut":false,"hidden":true,"merged":[[0,1,0,18],[4,2,4,18],[7,2,7,18],[10,2,10,18],[13,2,13,18],[49,16,49,17],[50,16,50,17],[47,2,47,3],[47,10,47,11],[41,2,41,3],[41,4,41,9],[47,4,47,9],[47,12,47,13],[47,14,47,15],[47,16,47,17],[48,16,48,17],[41,10,41,13],[41,14,41,17],[42,2,42,3],[42,4,42,9],[42,10,42,11],[18,2,18,8],[18,9,18,10],[18,12,18,13],[19,2,19,8],[19,9,19,10],[19,12,19,13],[19,14,19,15],[19,16,19,17],[21,7,21,8],[38,7,38,8],[39,7,39,8],[31,7,31,8],[25,7,25,8],[34,7,34,8],[35,7,35,8],[42,12,42,13],[42,14,42,15],[42,16,42,17],[43,16,43,17],[44,2,44,3],[44,4,44,9],[44,10,44,11],[44,12,44,13],[44,14,44,15],[44,16,44,17],[43,2,43,3],[43,4,43,9],[43,10,43,11],[43,12,43,13],[43,14,43,15],[45,16,45,17],[46,2,46,3],[46,4,46,9],[46,10,46,11],[46,12,46,13],[46,14,46,15],[46,16,46,17],[45,2,45,3],[45,4,45,9],[45,10,45,11],[45,12,45,13],[45,14,45,15],[48,2,48,3],[48,4,48,9],[48,10,48,11],[48,12,48,13],[48,14,48,15],[49,2,49,3],[49,4,49,9],[49,10,49,11],[49,12,49,13],[49,14,49,15],[50,2,50,3],[50,4,50,9],[50,10,50,11],[50,12,50,13],[50,14,50,15],[51,16,51,17],[52,2,52,9],[52,10,52,11],[52,12,52,13],[52,14,52,15],[52,16,52,17],[51,2,51,3],[51,4,51,9],[51,10,51,11],[51,12,51,13],[51,14,51,15]]}
[null,"水理計算書"]
[]
[]
[null,{"$f":"IF(共通2!$B$9=\"\",\"\",共通2!$B$9)","v":"■名　　称"}]
[null,null,{"$f":"IF(OR(共通2!$D$9=\"記載しない\",共通2!$D$11=\"\"),\"\",共通2!$D$11)","v":"テストアパート"}]
[]
[null,{"$f":"IF(共通2!$B$13=\"\",\"\",共通2!$B$13)","v":"■工事場所"}]
[null,null,{"$f":"IF(OR(共通2!$D$13=\"記載しない\",共通2!$D$15=\"\"),\"\",共通2!$D$15)","v":"千葉県某市某町1-2-3"}]
[]
[null,{"$f":"IF(共通2!$B$17=\"\",\"\",共通2!$B$17)","v":"■用　　途"}]
[null,null,{"$f":"IF(OR(共通2!$D$17=\"記載しない\",共通2!$D$19=\"\"),\"\",共通2!$D$19)","v":"２階建てアパート"}]
[]
[null,{"$f":"IF(共通2!$B$21=\"\",\"\",共通2!$B$21)","v":"■給水方式"}]
[null,null,{"$f":"IF(OR(共通2!$D$21=\"記載しない\",共通2!$D$23=\"\"),\"\",共通2!$D$23)","v":"直結直圧式"}]
[]
[null,"計算条件"]
[null,null,"■共通"]
[null,null,"1.管の摩擦損失水頭の算出は以下の公式による。"]
[null,null,"　ウ エ ス ト ン 公 式　：　口径",null,null,null,null,null,null,{"$f":"IF(計算公式!$B$4=\"\",\"\",計算公式!$B$4)","v":50},null,{"$f":"IF(計算公式!$C$4=\"\",\"\",計算公式!$C$4)","v":"mm"},{"$f":"IF(計算公式!$D$4=\"未満\",\"未満\",\"以下\")","v":"以下"}]
[null,null,"　Ｈ．ウィリアムス公式　：　口径",null,null,null,null,null,null,{"$f":"IF(計算公式!$B$9=\"\",\"\",計算公式!$B$9)","v":50},null,{"$f":"IF(計算公式!$C$9=\"\",\"\",計算公式!$C$9)","v":"mm"},{"$f":"計算公式!$D$9","v":"超"},null,"（C値）",null,{"$f":"IF(計算公式!$B$14=\"\",\"\",計算公式!$B$14)","v":100}]
[null,null,"2.給水用具の損失水頭は、原則として直管延長に換算して算出する。"]
[null,null,"3.損失水頭に対して、安全率",null,null,null,null,{"$f":"IF(OR(末端4!$B$15<>\"設定する\",末端4!$C$15=\"\"),\"\",末端4!$C$15)","v":10},null,"％を見込む。"]
[]
[null,null,"■幹栓"]
[null,null,{"$f":"IF(幹栓1!$B$15=\"居住人数\",\"1.計画使用水量の算出は、「居住人数から同時使用水量を予測する算定式を用いる方法」による。\",\"1.計画使用水量の算出は、「戸数から同時使用水量を予測する算定式を用いる方法」による。\")","v":"1.計画使用水量の算出は、「戸数から同時使用水量を予測する算定式を用いる方法」による。"}]
[null,null,"2.損失水頭に対して、安全率",null,null,null,null,{"$f":"IF(OR(幹栓2!$B$15<>\"設定する\",幹栓2!$C$15=\"\"),\"\",幹栓2!$C$15)","v":10},null,"％を見込む。"]
[]
[null,null,"■末端世帯"]
[null,null,"1.計画使用水量の算出は、「同時に使用する末端給水用具を設定して計算する方法」による。"]
[null,null,"2.同時に使用する末端給水用具数の算出は、「同時使用率を考慮した末端給水用具数」による。"]
[null,null,"3.末端給水用具の使用水量の算出は、「種類別吐水量と対応する末端給水用具の口径」による。"]
[null,null,"4.損失水頭に対して、安全率",null,null,null,null,{"$f":"IF(OR(末端4!$B$15<>\"設定する\",末端4!$C$15=\"\"),\"\",末端4!$C$15)","v":10},null,"％を見込む。"]
[]
[null,null,"[幹栓]"]
[null,null,{"$f":"IF(幹栓1!$B$15=\"居住人数\",\"居 住　人 数\",\"戸　　　　数\")","v":"戸　　　　数"},null,null,null,null,{"$f":"IF(幹栓1!$C$15=\"\",\"\",幹栓1!$C$15)","v":12},null,{"$f":"IF(幹栓1!$B$15=\"居住人数\",\"人\",\"戸\")","v":"戸"}]
[null,null,"同時使用水量",null,null,null,null,{"$f":"IF(幹栓1!$B$19=\"\",\"\",幹栓1!$B$19)","v":100.4},null,"L/min"]
[]
[null,null,"[末端世帯]"]
[null,null,"末端給水用具の総数",null,null,null,null,{"$f":"IF(末端1!$C$10=\"\",\"\",末端1!$C$10)","v":7},null,"栓"]
[null,null,"同時使用末端給水用具数",null,null,null,null,{"$f":"IF(末端1!$C$12=\"\",\"\",末端1!$C$12)","v":3},null,"栓"]
[]
[null,null,{"$f":"IF(末端2!B11=\"\",\"\",末端2!B11)","v":"No"},null,{"$f":"IF(末端2!C11=\"\",\"\",末端2!C11)","v":"同時使用給水用具"},null,null,null,null,null,{"$f":"IF(末端2!D11=\"\",\"\",末端2!D11)","v":"使用水量（L/min）"},null,null,null,{"$f":"IF(末端2!F11=\"\",\"\",末端2!F11)","v":"使用水量（L/sec）"}]
[null,null,{"$f":"IF(末端2!B12=\"\",\"\",末端2!B12)","v":1},null,{"$f":"IF(末端2!C12=\"\",\"\",末端2!C12)","v":"台所流し"},null,null,null,null,null,{"$f":"IF(末端2!D12=\"\",\"\",末端2!D12)","v":12},null,{"$f":"IF(末端2!E12=\"\",\"\",末端2!E12)","v":"L/min"},null,{"$f":"IF(末端2!F12=\"\",\"\",末端2!F12)","v":0.2},null,{"$f":"IF(末端2!G12=\"\",\"\",末端2!G12)","v":"L/sec"}]
[null,null,{"$f":"IF(末端2!B13=\"\",\"\",末端2!B13)","v":2},null,{"$f":"IF(末端2!C13=\"\",\"\",末端2!C13)","v":"洗たく流し"},null,null,null,null,null,{"$f":"IF(末端2!D13=\"\",\"\",末端2!D13)","v":12},null,{"$f":"IF(末端2!E13=\"\",\"\",末端2!E13)","v":"L/min"},null,{"$f":"IF(末端2!F13=\"\",\"\",末端2!F13)","v":0.2},null,{"$f":"IF(末端2!G13=\"\",\"\",末端2!G13)","v":"L/sec"}]
[null,null,{"$f":"IF(末端2!B14=\"\",\"\",末端2!B14)","v":3},null,{"$f":"IF(末端2!C14=\"\",\"\",末端2!C14)","v":"洗面器"},null,null,null,null,null,{"$f":"IF(末端2!D14=\"\",\"\",末端2!D14)","v":8},null,{"$f":"IF(末端2!E14=\"\",\"\",末端2!E14)","v":"L/min"},null,{"$f":"IF(末端2!F14=\"\",\"\",末端2!F14)","v":0.13},null,{"$f":"IF(末端2!G14=\"\",\"\",末端2!G14)","v":"L/sec"}]
[null,null,{"$f":"IF(末端2!B15=\"\",\"\",末端2!B15)","v":4},null,{"$f":"IF(末端2!C15=\"\",\"\",末端2!C15)","v":"浴槽（和式）"},null,null,null,null,null,{"$f":"IF(末端2!D15=\"\",\"\",末端2!D15)","v":20},null,{"$f":"IF(末端2!E15=\"\",\"\",末端2!E15)","v":"L/min"},null,{"$f":"IF(末端2!F15=\"\",\"\",末端2!F15)","v":0.33},null,{"$f":"IF(末端2!G15=\"\",\"\",末端2!G15)","v":"L/sec"}]
[null,null,{"$f":"IF(末端2!B16=\"\",\"\",末端2!B16)","v":5},null,{"$f":"IF(末端2!C16=\"\",\"\",末端2!C16)","v":"浴槽（洋式）"},null,null,null,null,null,{"$f":"IF(末端2!D16=\"\",\"\",末端2!D16)","v":30},null,{"$f":"IF(末端2!E16=\"\",\"\",末端2!E16)","v":"L/min"},null,{"$f":"IF(末端2!F16=\"\",\"\",末端2!F16)","v":0.5},null,{"$f":"IF(末端2!G16=\"\",\"\",末端2!G16)","v":"L/sec"}]
[null,null,{"$f":"IF(末端2!B17=\"\",\"\",末端2!B17)","v":6},null,{"$f":"IF(末端2!C17=\"\",\"\",末端2!C17)","v":"シャワー"},null,null,null,null,null,{"$f":"IF(末端2!D17=\"\",\"\",末端2!D17)","v":8},null,{"$f":"IF(末端2!E17=\"\",\"\",末端2!E17)","v":"L/min"},null,{"$f":"IF(末端2!F17=\"\",\"\",末端2!F17)","v":0.13},null,{"$f":"IF(末端2!G17=\"\",\"\",末端2!G17)","v":"L/sec"}]
[null,null,{"$f":"IF(末端2!B18=\"\",\"\",末端2!B18)","v":7},null,{"$f":"IF(末端2!C18=\"\",\"\",末端2!C18)","v":"小便器（洗浄水槽）"},null,null,null,null,null,{"$f":"IF(末端2!D18=\"\",\"\",末端2!D18)","v":12},null,{"$f":"IF(末端2!E18=\"\",\"\",末端2!E18)","v":"L/min"},null,{"$f":"IF(末端2!F18=\"\",\"\",末端2!F18)","v":0.2},null,{"$f":"IF(末端2!G18=\"\",\"\",末端2!G18)","v":"L/sec"}]
[null,null,{"$f":"IF(末端2!B19=\"\",\"\",末端2!B19)","v":8},null,{"$f":"IF(末端2!C19=\"\",\"\",末端2!C19)","v":"小便器（洗浄弁）"},null,null,null,null,null,{"$f":"IF(末端2!D19=\"\",\"\",末端2!D19)","v":15},null,{"$f":"IF(末端2!E19=\"\",\"\",末端2!E19)","v":"L/min"},null,{"$f":"IF(末端2!F19=\"\",\"\",末端2!F19)","v":0.25},null,{"$f":"IF(末端2!G19=\"\",\"\",末端2!G19)","v":"L/sec"}]
[null,null,{"$f":"IF(末端2!B20=\"\",\"\",末端2!B20)","v":9},null,{"$f":"IF(末端2!C20=\"\",\"\",末端2!C20)","v":"大便器（洗浄水槽）"},null,null,null,null,null,{"$f":"IF(末端2!D20=\"\",\"\",末端2!D20)","v":12},null,{"$f":"IF(末端2!E20=\"\",\"\",末端2!E20)","v":"L/min"},null,{"$f":"IF(末端2!F20=\"\",\"\",末端2!F20)","v":0.2},null,{"$f":"IF(末端2!G20=\"\",\"\",末端2!G20)","v":"L/sec"}]
[null,null,{"$f":"IF(末端2!B21=\"\",\"\",末端2!B21)","v":10},null,{"$f":"IF(末端2!C21=\"\",\"\",末端2!C21)","v":"大便器（洗浄弁）"},null,null,null,null,null,{"$f":"IF(末端2!D21=\"\",\"\",末端2!D21)","v":70},null,{"$f":"IF(末端2!E21=\"\",\"\",末端2!E21)","v":"L/min"},null,{"$f":"IF(末端2!F21=\"\",\"\",末端2!F21)","v":1.17},null,{"$f":"IF(末端2!G21=\"\",\"\",末端2!G21)","v":"L/sec"}]
[null,null,{"$f":"IF(末端2!B22=\"\",\"\",末端2!B22)","v":"合計"},null,null,null,null,null,null,null,{"$f":"IF(末端2!D22=\"\",\"\",末端2!D22)","v":32},null,{"$f":"IF(末端2!E22=\"\",\"\",末端2!E22)","v":"L/min"},null,{"$f":"IF(末端2!F22=\"\",\"\",末端2!F22)","v":0.53},null,{"$f":"IF(末端2!G22=\"\",\"\",末端2!G22)","v":"L/sec"}]

{"sheet":"1表紙末端簡易入力","index":42,"n_rows":31,"n_cols":17,"rows_kept":31,"cut":false,"hidden":true,"merged":[[0,1,0,18],[4,2,4,18],[7,2,7,18],[10,2,10,18],[13,2,13,18],[18,2,18,8],[18,9,18,10],[18,12,18,13],[19,2,19,8],[19,9,19,10],[19,12,19,13],[30,2,30,17],[28,6,28,7],[19,14,19,15],[19,16,19,17],[21,7,21,8],[24,6,24,7],[25,6,25,7]]}
[null,"水理計算書"]
[]
[]
[null,{"$f":"IF(共通2!$B$9=\"\",\"\",共通2!$B$9)","v":"■名　　称"}]
[null,null,{"$f":"IF(OR(共通2!$D$9=\"記載しない\",共通2!$D$11=\"\"),\"\",共通2!$D$11)","v":"テストアパート"}]
[]
[null,{"$f":"IF(共通2!$B$13=\"\",\"\",共通2!$B$13)","v":"■工事場所"}]
[null,null,{"$f":"IF(OR(共通2!$D$13=\"記載しない\",共通2!$D$15=\"\"),\"\",共通2!$D$15)","v":"千葉県某市某町1-2-3"}]
[]
[null,{"$f":"IF(共通2!$B$17=\"\",\"\",共通2!$B$17)","v":"■用　　途"}]
[null,null,{"$f":"IF(OR(共通2!$D$17=\"記載しない\",共通2!$D$19=\"\"),\"\",共通2!$D$19)","v":"２階建てアパート"}]
[]
[null,{"$f":"IF(共通2!$B$21=\"\",\"\",共通2!$B$21)","v":"■給水方式"}]
[null,null,{"$f":"IF(OR(共通2!$D$21=\"記載しない\",共通2!$D$23=\"\"),\"\",共通2!$D$23)","v":"直結直圧式"}]
[]
[null,"計算条件"]
[null,null,{"$f":"IF(幹栓1!$B$15=\"居住人数\",\"1.計画使用水量の算出は、「居住人数から同時使用水量を予測する算定式を用いる方法」による。\",\"1.計画使用水量の算出は、「戸数から同時使用水量を予測する算定式を用いる方法」による。\")","v":"1.計画使用水量の算出は、「戸数から同時使用水量を予測する算定式を用いる方法」による。"}]
[null,null,"2.管の摩擦損失水頭の算出は以下の公式による。"]
[null,null,"　ウ エ ス ト ン 公 式　：　口径",null,null,null,null,null,null,{"$f":"IF(計算公式!$B$4=\"\",\"\",計算公式!$B$4)","v":50},null,{"$f":"IF(計算公式!$C$4=\"\",\"\",計算公式!$C$4)","v":"mm"},{"$f":"IF(計算公式!$D$4=\"未満\",\"未満\",\"以下\")","v":"以下"}]
[null,null,"　Ｈ．ウィリアムス公式　：　口径",null,null,null,null,null,null,{"$f":"IF(計算公式!$B$9=\"\",\"\",計算公式!$B$9)","v":50},null,{"$f":"IF(計算公式!$C$9=\"\",\"\",計算公式!$C$9)","v":"mm"},{"$f":"計算公式!$D$9","v":"超"},null,"（C値）",null,{"$f":"IF(計算公式!$B$14=\"\",\"\",計算公式!$B$14)","v":100}]
[null,null,"3.給水用具の損失水頭は、原則として直管延長に換算して算出する。"]
[null,null,"4.損失水頭に対して、安全率",null,null,null,null,{"$f":"IF(OR(幹栓2!$B$15<>\"設定する\",幹栓2!$C$15=\"\"),\"\",幹栓2!$C$15)","v":10},null,"％を見込む。"]
[]
[null,null,"[幹栓]"]
[null,null,{"$f":"IF(幹栓1!$B$15=\"居住人数\",\"居 住　人 数\",\"戸　　　　数\")","v":"戸　　　　数"},null,null,null,{"$f":"IF(幹栓1!$C$15=\"\",\"\",幹栓1!$C$15)","v":12},null,{"$f":"IF(幹栓1!$B$15=\"居住人数\",\"人\",\"戸\")","v":"戸"}]
[null,null,"同時使用水量",null,null,null,{"$f":"IF(幹栓1!$B$19=\"\",\"\",幹栓1!$B$19)","v":100.4},null,"L/min"]
[]
[null,null,"[末端世帯]"]
[null,null,"所 要　水 頭",null,null,null,{"$f":"IF(共通4!$B$38=\"\",\"\",共通4!$B$38)","v":7},null,{"$f":"IF(共通4!$C$38=\"水頭（m）\",\"m\",\"MPa\")","v":"m"}]
[]
[null,null,{"$f":"IF(OR(共通4!$B$51<>\"付記する\",共通4!$B$54=\"\"),\"\",共通4!$B$54)","v":"5ｍ＋末端分岐部から蛇口最頂部までの高低差（2ｍ）"}]

{"sheet":"1表紙末端なし","index":43,"n_rows":25,"n_cols":17,"rows_kept":25,"cut":false,"hidden":true,"merged":[[19,14,19,15],[19,16,19,17],[21,7,21,8],[0,1,0,18],[4,2,4,18],[7,2,7,18],[10,2,10,18],[13,2,13,18],[18,2,18,8],[18,9,18,10],[18,12,18,13],[23,6,23,7],[24,6,24,7],[19,2,19,8],[19,9,19,10],[19,12,19,13]]}
[null,"水理計算書"]
[]
[]
[null,{"$f":"IF(共通2!$B$9=\"\",\"\",共通2!$B$9)","v":"■名　　称"}]
[null,null,{"$f":"IF(OR(共通2!$D$9=\"記載しない\",共通2!$D$11=\"\"),\"\",共通2!$D$11)","v":"テストアパート"}]
[]
[null,{"$f":"IF(共通2!$B$13=\"\",\"\",共通2!$B$13)","v":"■工事場所"}]
[null,null,{"$f":"IF(OR(共通2!$D$13=\"記載しない\",共通2!$D$15=\"\"),\"\",共通2!$D$15)","v":"千葉県某市某町1-2-3"}]
[]
[null,{"$f":"IF(共通2!$B$17=\"\",\"\",共通2!$B$17)","v":"■用　　途"}]
[null,null,{"$f":"IF(OR(共通2!$D$17=\"記載しない\",共通2!$D$19=\"\"),\"\",共通2!$D$19)","v":"２階建てアパート"}]
[]
[null,{"$f":"IF(共通2!$B$21=\"\",\"\",共通2!$B$21)","v":"■給水方式"}]
[null,null,{"$f":"IF(OR(共通2!$D$21=\"記載しない\",共通2!$D$23=\"\"),\"\",共通2!$D$23)","v":"直結直圧式"}]
[]
[null,"計算条件"]
[null,null,{"$f":"IF(幹栓1!$B$15=\"居住人数\",\"1.計画使用水量の算出は、「居住人数から同時使用水量を予測する算定式を用いる方法」による。\",\"1.計画使用水量の算出は、「戸数から同時使用水量を予測する算定式を用いる方法」による。\")","v":"1.計画使用水量の算出は、「戸数から同時使用水量を予測する算定式を用いる方法」による。"}]
[null,null,"2.管の摩擦損失水頭の算出は以下の公式による。"]
[null,null,"　ウ エ ス ト ン 公 式　：　口径",null,null,null,null,null,null,{"$f":"IF(計算公式!$B$4=\"\",\"\",計算公式!$B$4)","v":50},null,{"$f":"IF(計算公式!$C$4=\"\",\"\",計算公式!$C$4)","v":"mm"},{"$f":"IF(計算公式!$D$4=\"未満\",\"未満\",\"以下\")","v":"以下"}]
[null,null,"　Ｈ．ウィリアムス公式　：　口径",null,null,null,null,null,null,{"$f":"IF(計算公式!$B$9=\"\",\"\",計算公式!$B$9)","v":50},null,{"$f":"IF(計算公式!$C$9=\"\",\"\",計算公式!$C$9)","v":"mm"},{"$f":"計算公式!$D$9","v":"超"},null,"（C値）",null,{"$f":"IF(計算公式!$B$14=\"\",\"\",計算公式!$B$14)","v":100}]
[null,null,"3.給水用具の損失水頭は、原則として直管延長に換算して算出する。"]
[null,null,"4.損失水頭に対して、安全率",null,null,null,null,{"$f":"IF(OR(幹栓2!$B$15<>\"設定する\",幹栓2!$C$15=\"\"),\"\",幹栓2!$C$15)","v":10},null,"％を見込む。"]
[]
[null,null,{"$f":"IF(幹栓1!$B$15=\"居住人数\",\"居 住　人 数\",\"戸　　　　数\")","v":"戸　　　　数"},null,null,null,{"$f":"IF(幹栓1!$C$15=\"\",\"\",幹栓1!$C$15)","v":12},null,{"$f":"IF(幹栓1!$B$15=\"居住人数\",\"人\",\"戸\")","v":"戸"}]
[null,null,"同時使用水量",null,null,null,{"$f":"IF(幹栓1!$B$19=\"\",\"\",幹栓1!$B$19)","v":100.4},null,"L/min"]

{"sheet":"2区間計算末端安全無他損失無","index":44,"n_rows":849,"n_cols":11,"rows_kept":849,"cut":false,"hidden":true,"merged":[]}
[null,"１．区　間",null,{"$f":"IF(末端区間!$G$11=\"\",\"\",末端区間!$G$11)","v":"a-b"}]
[null,null,"① 仮定口径",null,"=",{"$f":"IF(末端区間!$I$11=\"\",\"\",末端区間!$I$11)","v":13},"ｍｍ"]
[null,null,"② 管延長",null,"=",{"$f":"IF(末端区間!$J$11=\"\",\"\",末端区間!$J$11)","v":1.5},"ｍ"]
[null,null,"③ 直管換算長",null,"=",{"$f":"IF(末端区間!$AW$11=\"\",\"\",末端区間!$AW$11)","v":3},"ｍ"]
[null,null,"④ 流量",null,"=",{"$f":"IF(末端区間!$H$11=\"\",\"\",末端区間!$H$11)","v":0.2},"Ｌ/sec"]
[null,null,"⑤ 動水勾配",null,"=",{"$f":"IF(末端区間!$AE$11=\"\",\"\",末端区間!$AE$11)","v":229},"‰",{"$f":"IF(末端区間!$AD$11=\"\",\"\",IF(末端区間!$AD$11=\"W\",\"（ウエストン公式より）\",\"（Ｈ．ウィリアムス公式より）\"))","v":"（ウエストン公式より）"}]
[null,null,"⑥ 損失水頭",null,"=","⑤×(②＋③)"]
[null,null,null,null,"=",{"$f":"IF(F6=\"\",\"\",F6/1000)","v":0.22900000000000001},"× (",{"$f":"IF(F3=\"\",\"\",F3)","v":1.5},"＋",{"$f":"IF(F4=\"\",\"\",F4)","v":3},")"]
[null,null,null,null,"=",{"$f":"IF(末端区間!$AG$11=\"\",\"\",末端区間!$AG$11)","v":1.1299999999999999},"ｍ"]
[null,null,"⑦ 立上り",null,"=",{"$f":"IF(末端区間!$K$11=\"\",0,ROUND(末端区間!$K$11,2))","v":0.8},"ｍ"]
[null,null,"⑧ 区間所要水頭 m1",null,"=","⑥＋⑦"]
[null,null,null,null,"=",{"$f":"IF(F9=\"\",\"\",F9)","v":1.1299999999999999},"＋",{"$f":"IF(F10=\"\",\"\",F10)","v":0.8}]
[null,null,null,null,"=",{"$f":"IF(末端区間!$D$11=\"\",\"\",末端区間!$D$11)","v":1.93},"ｍ"]
[null,null,"⑨ 累計所要水頭 M1",null,"=","m1"]
[null,null,null,null,"=",{"$f":"IF(末端区間!$C$11=\"\",\"\",末端区間!$C$11)","v":1.93},"ｍ"]
[]
[]
[null,"２．区　間",null,{"$f":"IF(末端区間!$G$12=\"\",\"\",末端区間!$G$12)","v":"b-c"}]
[null,null,"① 仮定口径",null,"=",{"$f":"IF(末端区間!$I$12=\"\",\"\",末端区間!$I$12)","v":20},"ｍｍ"]
[null,null,"② 管延長",null,"=",{"$f":"IF(末端区間!$J$12=\"\",\"\",末端区間!$J$12)","v":1.5},"ｍ"]
[null,null,"③ 直管換算長",null,"=",{"$f":"IF(末端区間!$AW$12=\"\",\"\",末端区間!$AW$12)","v":0},"ｍ"]
[null,null,"④ 流量",null,"=",{"$f":"IF(末端区間!$H$12=\"\",\"\",末端区間!$H$12)","v":0.33},"Ｌ/sec"]
[null,null,"⑤ 動水勾配",null,"=",{"$f":"IF(末端区間!$AE$12=\"\",\"\",末端区間!$AE$12)","v":78},"‰",{"$f":"IF(末端区間!$AD$12=\"\",\"\",IF(末端区間!$AD$12=\"W\",\"（ウエストン公式より）\",\"（Ｈ．ウィリアムス公式より）\"))","v":"（ウエストン公式より）"}]
[null,null,"⑥ 損失水頭",null,"=","⑤×(②＋③)"]
[null,null,null,null,"=",{"$f":"IF(F23=\"\",\"\",F23/1000)","v":7.8E-2},"× (",{"$f":"IF(F20=\"\",\"\",F20)","v":1.5},"＋",{"$f":"IF(F21=\"\",\"\",F21)","v":0},")"]
[null,null,null,null,"=",{"$f":"IF(末端区間!$AG$12=\"\",\"\",末端区間!$AG$12)","v":0.13},"ｍ"]
[null,null,"⑦ 立上り",null,"=",{"$f":"IF(末端区間!$K$12=\"\",0,ROUND(末端区間!$K$12,2))","v":0},"ｍ"]
[null,null,"⑧ 区間所要水頭 m2",null,"=","⑥＋⑦"]
[null,null,null,null,"=",{"$f":"IF(F26=\"\",\"\",F26)","v":0.13},"＋",{"$f":"IF(F27=\"\",\"\",F27)","v":0}]
[null,null,null,null,"=",{"$f":"IF(末端区間!$D$12=\"\",\"\",末端区間!$D$12)","v":0.13},"ｍ"]
[null,null,"⑨ 累計所要水頭 M2",null,"=","m2＋M1"]
[null,null,null,null,"=",{"$f":"IF(F30=\"\",\"\",F30)","v":0.13},"＋",{"$f":"IF(F15=\"\",\"\",F15)","v":1.93}]
[null,null,null,null,"=",{"$f":"IF(末端区間!$C$12=\"\",\"\",末端区間!$C$12)","v":2.06},"ｍ"]
[]
[null,"３．区　間",null,{"$f":"IF(末端区間!$G$13=\"\",\"\",末端区間!$G$13)","v":"c-d"}]
[null,null,"① 仮定口径",null,"=",{"$f":"IF(末端区間!$I$13=\"\",\"\",末端区間!$I$13)","v":20},"ｍｍ"]
[null,null,"② 管延長",null,"=",{"$f":"IF(末端区間!$J$13=\"\",\"\",末端区間!$J$13)","v":4},"ｍ"]
[null,null,"③ 直管換算長",null,"=",{"$f":"IF(末端区間!$AW$13=\"\",\"\",末端区間!$AW$13)","v":6.15},"ｍ"]
[null,null,"④ 流量",null,"=",{"$f":"IF(末端区間!$H$13=\"\",\"\",末端区間!$H$13)","v":0.53},"Ｌ/sec"]
[null,null,"⑤ 動水勾配",null,"=",{"$f":"IF(末端区間!$AE$13=\"\",\"\",末端区間!$AE$13)","v":177},"‰",{"$f":"IF(末端区間!$AD$13=\"\",\"\",IF(末端区間!$AD$13=\"W\",\"（ウエストン公式より）\",\"（Ｈ．ウィリアムス公式より）\"))","v":"（ウエストン公式より）"}]
[null,null,"⑥ 損失水頭",null,"=","⑤×(②＋③)"]
[null,null,null,null,"=",{"$f":"IF(F40=\"\",\"\",F40/1000)","v":0.17699999999999999},"× (",{"$f":"IF(F37=\"\",\"\",F37)","v":4},"＋",{"$f":"IF(F38=\"\",\"\",F38)","v":6.15},")"]
[null,null,null,null,"=",{"$f":"IF(末端区間!$AG$13=\"\",\"\",末端区間!$AG$13)","v":1.98},"ｍ"]
[null,null,"⑦ 立上り",null,"=",{"$f":"IF(末端区間!$K$13=\"\",0,ROUND(末端区間!$K$13,2))","v":2.5},"ｍ"]
[null,null,"⑧ 区間所要水頭 m3",null,"=","⑥＋⑦"]
[null,null,null,null,"=",{"$f":"IF(F43=\"\",\"\",F43)","v":1.98},"＋",{"$f":"IF(F44=\"\",\"\",F44)","v":2.5}]
[null,null,null,null,"=",{"$f":"IF(末端区間!$D$13=\"\",\"\",末端区間!$D$13)","v":4.4800000000000004},"ｍ"]
[null,null,"⑨ 累計所要水頭 M3",null,"=","m3＋M2"]
[null,null,null,null,"=",{"$f":"IF(F47=\"\",\"\",F47)","v":4.4800000000000004},"＋",{"$f":"IF(F33=\"\",\"\",F33)","v":2.06}]
[null,null,null,null,"=",{"$f":"IF(末端区間!$C$13=\"\",\"\",末端区間!$C$13)","v":6.5400000000000009},"ｍ"]
[]
[null,"４．区　間",null,{"$f":"IF(末端区間!$G$14=\"\",\"\",末端区間!$G$14)","v":""}]
[null,null,"① 仮定口径",null,"=",{"$f":"IF(末端区間!$I$14=\"\",\"\",末端区間!$I$14)","v":""},"ｍｍ"]
[null,null,"② 管延長",null,"=",{"$f":"IF(末端区間!$J$14=\"\",\"\",末端区間!$J$14)","v":""},"ｍ"]
[null,null,"③ 直管換算長",null,"=",{"$f":"IF(末端区間!$AW$14=\"\",\"\",末端区間!$AW$14)","v":""},"ｍ"]
[null,null,"④ 流量",null,"=",{"$f":"IF(末端区間!$H$14=\"\",\"\",末端区間!$H$14)","v":""},"Ｌ/sec"]
[null,null,"⑤ 動水勾配",null,"=",{"$f":"IF(末端区間!$AE$14=\"\",\"\",末端区間!$AE$14)","v":""},"‰",{"$f":"IF(末端区間!$AD$14=\"\",\"\",IF(末端区間!$AD$14=\"W\",\"（ウエストン公式より）\",\"（Ｈ．ウィリアムス公式より）\"))","v":""}]
[null,null,"⑥ 損失水頭",null,"=","⑤×(②＋③)"]
[null,null,null,null,"=",{"$f":"IF(F57=\"\",\"\",F57/1000)","v":""},"× (",{"$f":"IF(F54=\"\",\"\",F54)","v":""},"＋",{"$f":"IF(F55=\"\",\"\",F55)","v":""},")"]
[null,null,null,null,"=",{"$f":"IF(末端区間!$AG$14=\"\",\"\",末端区間!$AG$14)","v":""},"ｍ"]
[null,null,"⑦ 立上り",null,"=",{"$f":"IF(末端区間!$K$14=\"\",0,ROUND(末端区間!$K$14,2))","v":0},"ｍ"]
[null,null,"⑧ 区間所要水頭 m4",null,"=","⑥＋⑦"]
[null,null,null,null,"=",{"$f":"IF(F60=\"\",\"\",F60)","v":""},"＋",{"$f":"IF(F61=\"\",\"\",F61)","v":0}]
[null,null,null,null,"=",{"$f":"IF(末端区間!$D$14=\"\",\"\",末端区間!$D$14)","v":""},"ｍ"]
[null,null,"⑨ 累計所要水頭 M4",null,"=","m4＋M3"]
[null,null,null,null,"=",{"$f":"IF(F64=\"\",\"\",F64)","v":""},"＋",{"$f":"IF(F50=\"\",\"\",F50)","v":6.5400000000000009}]
[null,null,null,null,"=",{"$f":"IF(末端区間!$C$14=\"\",\"\",末端区間!$C$14)","v":""},"ｍ"]
[]
[null,"５．区　間",null,{"$f":"IF(末端区間!$G$15=\"\",\"\",末端区間!$G$15)","v":""}]
[null,null,"① 仮定口径",null,"=",{"$f":"IF(末端区間!$I$15=\"\",\"\",末端区間!$I$15)","v":""},"ｍｍ"]
[null,null,"② 管延長",null,"=",{"$f":"IF(末端区間!$J$15=\"\",\"\",末端区間!$J$15)","v":""},"ｍ"]
[null,null,"③ 直管換算長",null,"=",{"$f":"IF(末端区間!$AW$15=\"\",\"\",末端区間!$AW$15)","v":""},"ｍ"]
[null,null,"④ 流量",null,"=",{"$f":"IF(末端区間!$H$15=\"\",\"\",末端区間!$H$15)","v":""},"Ｌ/sec"]
[null,null,"⑤ 動水勾配",null,"=",{"$f":"IF(末端区間!$AE$15=\"\",\"\",末端区間!$AE$15)","v":""},"‰",{"$f":"IF(末端区間!$AD$15=\"\",\"\",IF(末端区間!$AD$15=\"W\",\"（ウエストン公式より）\",\"（Ｈ．ウィリアムス公式より）\"))","v":""}]
[null,null,"⑥ 損失水頭",null,"=","⑤×(②＋③)"]
[null,null,null,null,"=",{"$f":"IF(F74=\"\",\"\",F74/1000)","v":""},"× (",{"$f":"IF(F71=\"\",\"\",F71)","v":""},"＋",{"$f":"IF(F72=\"\",\"\",F72)","v":""},")"]
[null,null,null,null,"=",{"$f":"IF(末端区間!$AG$15=\"\",\"\",末端区間!$AG$15)","v":""},"ｍ"]
[null,null,"⑦ 立上り",null,"=",{"$f":"IF(末端区間!$K$15=\"\",0,ROUND(末端区間!$K$15,2))","v":0},"ｍ"]
[null,null,"⑧ 区間所要水頭 m5",null,"=","⑥＋⑦"]
[null,null,null,null,"=",{"$f":"IF(F77=\"\",\"\",F77)","v":""},"＋",{"$f":"IF(F78=\"\",\"\",F78)","v":0}]
[null,null,null,null,"=",{"$f":"IF(末端区間!$D$15=\"\",\"\",末端区間!$D$15)","v":""},"ｍ"]
[null,null,"⑨ 累計所要水頭 M5",null,"=","m5＋M4"]
[null,null,null,null,"=",{"$f":"IF(F81=\"\",\"\",F81)","v":""},"＋",{"$f":"IF(F67=\"\",\"\",F67)","v":""}]
[null,null,null,null,"=",{"$f":"IF(末端区間!$C$15=\"\",\"\",末端区間!$C$15)","v":""},"ｍ"]
[]
[null,"６．区　間",null,{"$f":"IF(末端区間!$G$16=\"\",\"\",末端区間!$G$16)","v":""}]
[null,null,"① 仮定口径",null,"=",{"$f":"IF(末端区間!$I$16=\"\",\"\",末端区間!$I$16)","v":""},"ｍｍ"]
[null,null,"② 管延長",null,"=",{"$f":"IF(末端区間!$J$16=\"\",\"\",末端区間!$J$16)","v":""},"ｍ"]
[null,null,"③ 直管換算長",null,"=",{"$f":"IF(末端区間!$AW$16=\"\",\"\",末端区間!$AW$16)","v":""},"ｍ"]
[null,null,"④ 流量",null,"=",{"$f":"IF(末端区間!$H$16=\"\",\"\",末端区間!$H$16)","v":""},"Ｌ/sec"]
[null,null,"⑤ 動水勾配",null,"=",{"$f":"IF(末端区間!$AE$16=\"\",\"\",末端区間!$AE$16)","v":""},"‰",{"$f":"IF(末端区間!$AD$16=\"\",\"\",IF(末端区間!$AD$16=\"W\",\"（ウエストン公式より）\",\"（Ｈ．ウィリアムス公式より）\"))","v":""}]
[null,null,"⑥ 損失水頭",null,"=","⑤×(②＋③)"]
[null,null,null,null,"=",{"$f":"IF(F91=\"\",\"\",F91/1000)","v":""},"× (",{"$f":"IF(F88=\"\",\"\",F88)","v":""},"＋",{"$f":"IF(F89=\"\",\"\",F89)","v":""},")"]
[null,null,null,null,"=",{"$f":"IF(末端区間!$AG$16=\"\",\"\",末端区間!$AG$16)","v":""},"ｍ"]
[null,null,"⑦ 立上り",null,"=",{"$f":"IF(末端区間!$K$16=\"\",0,ROUND(末端区間!$K$16,2))","v":0},"ｍ"]
[null,null,"⑧ 区間所要水頭 m6",null,"=","⑥＋⑦"]
[null,null,null,null,"=",{"$f":"IF(F94=\"\",\"\",F94)","v":""},"＋",{"$f":"IF(F95=\"\",\"\",F95)","v":0}]
[null,null,null,null,"=",{"$f":"IF(末端区間!$D$16=\"\",\"\",末端区間!$D$16)","v":""},"ｍ"]
[null,null,"⑨ 累計所要水頭 M6",null,"=","m6＋M5"]
[null,null,null,null,"=",{"$f":"IF(F98=\"\",\"\",F98)","v":""},"＋",{"$f":"IF(F84=\"\",\"\",F84)","v":""}]
[null,null,null,null,"=",{"$f":"IF(末端区間!$C$16=\"\",\"\",末端区間!$C$16)","v":""},"ｍ"]
[]
[null,"７．区　間",null,{"$f":"IF(末端区間!$G$17=\"\",\"\",末端区間!$G$17)","v":""}]
[null,null,"① 仮定口径",null,"=",{"$f":"IF(末端区間!$I$17=\"\",\"\",末端区間!$I$17)","v":""},"ｍｍ"]
[null,null,"② 管延長",null,"=",{"$f":"IF(末端区間!$J$17=\"\",\"\",末端区間!$J$17)","v":""},"ｍ"]
[null,null,"③ 直管換算長",null,"=",{"$f":"IF(末端区間!$AW$17=\"\",\"\",末端区間!$AW$17)","v":""},"ｍ"]
[null,null,"④ 流量",null,"=",{"$f":"IF(末端区間!$H$17=\"\",\"\",末端区間!$H$17)","v":""},"Ｌ/sec"]
[null,null,"⑤ 動水勾配",null,"=",{"$f":"IF(末端区間!$AE$17=\"\",\"\",末端区間!$AE$17)","v":""},"‰",{"$f":"IF(末端区間!$AD$17=\"\",\"\",IF(末端区間!$AD$17=\"W\",\"（ウエストン公式より）\",\"（Ｈ．ウィリアムス公式より）\"))","v":""}]
[null,null,"⑥ 損失水頭",null,"=","⑤×(②＋③)"]
[null,null,null,null,"=",{"$f":"IF(F108=\"\",\"\",F108/1000)","v":""},"× (",{"$f":"IF(F105=\"\",\"\",F105)","v":""},"＋",{"$f":"IF(F106=\"\",\"\",F106)","v":""},")"]
[null,null,null,null,"=",{"$f":"IF(末端区間!$AG$17=\"\",\"\",末端区間!$AG$17)","v":""},"ｍ"]
[null,null,"⑦ 立上り",null,"=",{"$f":"IF(末端区間!$K$17=\"\",0,ROUND(末端区間!$K$17,2))","v":0},"ｍ"]
[null,null,"⑧ 区間所要水頭 m7",null,"=","⑥＋⑦"]
[null,null,null,null,"=",{"$f":"IF(F111=\"\",\"\",F111)","v":""},"＋",{"$f":"IF(F112=\"\",\"\",F112)","v":0}]
[null,null,null,null,"=",{"$f":"IF(末端区間!$D$17=\"\",\"\",末端区間!$D$17)","v":""},"ｍ"]
[null,null,"⑨ 累計所要水頭 M7",null,"=","m7＋M6"]
[null,null,null,null,"=",{"$f":"IF(F115=\"\",\"\",F115)","v":""},"＋",{"$f":"IF(F101=\"\",\"\",F101)","v":""}]
[null,null,null,null,"=",{"$f":"IF(末端区間!$C$17=\"\",\"\",末端区間!$C$17)","v":""},"ｍ"]
[]
[null,"８．区　間",null,{"$f":"IF(末端区間!$G$18=\"\",\"\",末端区間!$G$18)","v":""}]
[null,null,"① 仮定口径",null,"=",{"$f":"IF(末端区間!$I$18=\"\",\"\",末端区間!$I$18)","v":""},"ｍｍ"]
[null,null,"② 管延長",null,"=",{"$f":"IF(末端区間!$J$18=\"\",\"\",末端区間!$J$18)","v":""},"ｍ"]
[null,null,"③ 直管換算長",null,"=",{"$f":"IF(末端区間!$AW$18=\"\",\"\",末端区間!$AW$18)","v":""},"ｍ"]
[null,null,"④ 流量",null,"=",{"$f":"IF(末端区間!$H$18=\"\",\"\",末端区間!$H$18)","v":""},"Ｌ/sec"]
[null,null,"⑤ 動水勾配",null,"=",{"$f":"IF(末端区間!$AE$18=\"\",\"\",末端区間!$AE$18)","v":""},"‰",{"$f":"IF(末端区間!$AD$18=\"\",\"\",IF(末端区間!$AD$18=\"W\",\"（ウエストン公式より）\",\"（Ｈ．ウィリアムス公式より）\"))","v":""}]
[null,null,"⑥ 損失水頭",null,"=","⑤×(②＋③)"]
[null,null,null,null,"=",{"$f":"IF(F125=\"\",\"\",F125/1000)","v":""},"× (",{"$f":"IF(F122=\"\",\"\",F122)","v":""},"＋",{"$f":"IF(F123=\"\",\"\",F123)","v":""},")"]
[null,null,null,null,"=",{"$f":"IF(末端区間!$AG$18=\"\",\"\",末端区間!$AG$18)","v":""},"ｍ"]
[null,null,"⑦ 立上り",null,"=",{"$f":"IF(末端区間!$K$18=\"\",0,ROUND(末端区間!$K$18,2))","v":0},"ｍ"]
[null,null,"⑧ 区間所要水頭 m8",null,"=","⑥＋⑦"]
[null,null,null,null,"=",{"$f":"IF(F128=\"\",\"\",F128)","v":""},"＋",{"$f":"IF(F129=\"\",\"\",F129)","v":0}]
[null,null,null,null,"=",{"$f":"IF(末端区間!$D$18=\"\",\"\",末端区間!$D$18)","v":""},"ｍ"]
[null,null,"⑨ 累計所要水頭 M8",null,"=","m8＋M7"]
[null,null,null,null,"=",{"$f":"IF(F132=\"\",\"\",F132)","v":""},"＋",{"$f":"IF(F118=\"\",\"\",F118)","v":""}]
[null,null,null,null,"=",{"$f":"IF(末端区間!$C$18=\"\",\"\",末端区間!$C$18)","v":""},"ｍ"]
[]
[null,"９．区　間",null,{"$f":"IF(末端区間!$G$19=\"\",\"\",末端区間!$G$19)","v":""}]
[null,null,"① 仮定口径",null,"=",{"$f":"IF(末端区間!$I$19=\"\",\"\",末端区間!$I$19)","v":""},"ｍｍ"]
[null,null,"② 管延長",null,"=",{"$f":"IF(末端区間!$J$19=\"\",\"\",末端区間!$J$19)","v":""},"ｍ"]
[null,null,"③ 直管換算長",null,"=",{"$f":"IF(末端区間!$AW$19=\"\",\"\",末端区間!$AW$19)","v":""},"ｍ"]
[null,null,"④ 流量",null,"=",{"$f":"IF(末端区間!$H$19=\"\",\"\",末端区間!$H$19)","v":""},"Ｌ/sec"]
[null,null,"⑤ 動水勾配",null,"=",{"$f":"IF(末端区間!$AE$19=\"\",\"\",末端区間!$AE$19)","v":""},"‰",{"$f":"IF(末端区間!$AD$19=\"\",\"\",IF(末端区間!$AD$19=\"W\",\"（ウエストン公式より）\",\"（Ｈ．ウィリアムス公式より）\"))","v":""}]
[null,null,"⑥ 損失水頭",null,"=","⑤×(②＋③)"]
[null,null,null,null,"=",{"$f":"IF(F142=\"\",\"\",F142/1000)","v":""},"× (",{"$f":"IF(F139=\"\",\"\",F139)","v":""},"＋",{"$f":"IF(F140=\"\",\"\",F140)","v":""},")"]
[null,null,null,null,"=",{"$f":"IF(末端区間!$AG$19=\"\",\"\",末端区間!$AG$19)","v":""},"ｍ"]
[null,null,"⑦ 立上り",null,"=",{"$f":"IF(末端区間!$K$19=\"\",0,ROUND(末端区間!$K$19,2))","v":0},"ｍ"]
[null,null,"⑧ 区間所要水頭 m9",null,"=","⑥＋⑦"]
[null,null,null,null,"=",{"$f":"IF(F145=\"\",\"\",F145)","v":""},"＋",{"$f":"IF(F146=\"\",\"\",F146)","v":0}]
[null,null,null,null,"=",{"$f":"IF(末端区間!$D$19=\"\",\"\",末端区間!$D$19)","v":""},"ｍ"]
[null,null,"⑨ 累計所要水頭 M9",null,"=","m9＋M8"]
[null,null,null,null,"=",{"$f":"IF(F149=\"\",\"\",F149)","v":""},"＋",{"$f":"IF(F135=\"\",\"\",F135)","v":""}]
[null,null,null,null,"=",{"$f":"IF(末端区間!$C$19=\"\",\"\",末端区間!$C$19)","v":""},"ｍ"]
[]
[null,"10．区　間",null,{"$f":"IF(末端区間!$G$20=\"\",\"\",末端区間!$G$20)","v":""}]
[null,null,"① 仮定口径",null,"=",{"$f":"IF(末端区間!$I$20=\"\",\"\",末端区間!$I$20)","v":""},"ｍｍ"]
[null,null,"② 管延長",null,"=",{"$f":"IF(末端区間!$J$20=\"\",\"\",末端区間!$J$20)","v":""},"ｍ"]
[null,null,"③ 直管換算長",null,"=",{"$f":"IF(末端区間!$AW$20=\"\",\"\",末端区間!$AW$20)","v":""},"ｍ"]
[null,null,"④ 流量",null,"=",{"$f":"IF(末端区間!$H$20=\"\",\"\",末端区間!$H$20)","v":""},"Ｌ/sec"]
[null,null,"⑤ 動水勾配",null,"=",{"$f":"IF(末端区間!$AE$20=\"\",\"\",末端区間!$AE$20)","v":""},"‰",{"$f":"IF(末端区間!$AD$20=\"\",\"\",IF(末端区間!$AD$20=\"W\",\"（ウエストン公式より）\",\"（Ｈ．ウィリアムス公式より）\"))","v":""}]
[null,null,"⑥ 損失水頭",null,"=","⑤×(②＋③)"]
[null,null,null,null,"=",{"$f":"IF(F159=\"\",\"\",F159/1000)","v":""},"× (",{"$f":"IF(F156=\"\",\"\",F156)","v":""},"＋",{"$f":"IF(F157=\"\",\"\",F157)","v":""},")"]
[null,null,null,null,"=",{"$f":"IF(末端区間!$AG$20=\"\",\"\",末端区間!$AG$20)","v":""},"ｍ"]
[null,null,"⑦ 立上り",null,"=",{"$f":"IF(末端区間!$K$20=\"\",0,ROUND(末端区間!$K$20,2))","v":0},"ｍ"]
[null,null,"⑧ 区間所要水頭 m10",null,"=","⑥＋⑦"]
[null,null,null,null,"=",{"$f":"IF(F162=\"\",\"\",F162)","v":""},"＋",{"$f":"IF(F163=\"\",\"\",F163)","v":0}]
[null,null,null,null,"=",{"$f":"IF(末端区間!$D$20=\"\",\"\",末端区間!$D$20)","v":""},"ｍ"]
[null,null,"⑨ 累計所要水頭 M10",null,"=","m10＋M9"]
[null,null,null,null,"=",{"$f":"IF(F166=\"\",\"\",F166)","v":""},"＋",{"$f":"IF(F152=\"\",\"\",F152)","v":""}]
[null,null,null,null,"=",{"$f":"IF(末端区間!$C$20=\"\",\"\",末端区間!$C$20)","v":""},"ｍ"]
[]
[null,"11．区　間",null,{"$f":"IF(末端区間!$G$21=\"\",\"\",末端区間!$G$21)","v":""}]
[null,null,"① 仮定口径",null,"=",{"$f":"IF(末端区間!$I$21=\"\",\"\",末端区間!$I$21)","v":""},"ｍｍ"]
[null,null,"② 管延長",null,"=",{"$f":"IF(末端区間!$J$21=\"\",\"\",末端区間!$J$21)","v":""},"ｍ"]
[null,null,"③ 直管換算長",null,"=",{"$f":"IF(末端区間!$AW$21=\"\",\"\",末端区間!$AW$21)","v":""},"ｍ"]
[null,null,"④ 流量",null,"=",{"$f":"IF(末端区間!$H$21=\"\",\"\",末端区間!$H$21)","v":""},"Ｌ/sec"]
[null,null,"⑤ 動水勾配",null,"=",{"$f":"IF(末端区間!$AE$21=\"\",\"\",末端区間!$AE$21)","v":""},"‰",{"$f":"IF(末端区間!$AD$21=\"\",\"\",IF(末端区間!$AD$21=\"W\",\"（ウエストン公式より）\",\"（Ｈ．ウィリアムス公式より）\"))","v":""}]
[null,null,"⑥ 損失水頭",null,"=","⑤×(②＋③)"]
[null,null,null,null,"=",{"$f":"IF(F176=\"\",\"\",F176/1000)","v":""},"× (",{"$f":"IF(F173=\"\",\"\",F173)","v":""},"＋",{"$f":"IF(F174=\"\",\"\",F174)","v":""},")"]
[null,null,null,null,"=",{"$f":"IF(末端区間!$AG$21=\"\",\"\",末端区間!$AG$21)","v":""},"ｍ"]
[null,null,"⑦ 立上り",null,"=",{"$f":"IF(末端区間!$K$21=\"\",0,ROUND(末端区間!$K$21,2))","v":0},"ｍ"]
[null,null,"⑧ 区間所要水頭 m11",null,"=","⑥＋⑦"]
[null,null,null,null,"=",{"$f":"IF(F179=\"\",\"\",F179)","v":""},"＋",{"$f":"IF(F180=\"\",\"\",F180)","v":0}]
[null,null,null,null,"=",{"$f":"IF(末端区間!$D$21=\"\",\"\",末端区間!$D$21)","v":""},"ｍ"]
[null,null,"⑨ 累計所要水頭 M11",null,"=","m11＋M10"]
[null,null,null,null,"=",{"$f":"IF(F183=\"\",\"\",F183)","v":""},"＋",{"$f":"IF(F169=\"\",\"\",F169)","v":""}]
[null,null,null,null,"=",{"$f":"IF(末端区間!$C$21=\"\",\"\",末端区間!$C$21)","v":""},"ｍ"]
[]
[null,"12．区　間",null,{"$f":"IF(末端区間!$G$22=\"\",\"\",末端区間!$G$22)","v":""}]
[null,null,"① 仮定口径",null,"=",{"$f":"IF(末端区間!$I$22=\"\",\"\",末端区間!$I$22)","v":""},"ｍｍ"]
[null,null,"② 管延長",null,"=",{"$f":"IF(末端区間!$J$22=\"\",\"\",末端区間!$J$22)","v":""},"ｍ"]
[null,null,"③ 直管換算長",null,"=",{"$f":"IF(末端区間!$AW$22=\"\",\"\",末端区間!$AW$22)","v":""},"ｍ"]
[null,null,"④ 流量",null,"=",{"$f":"IF(末端区間!$H$22=\"\",\"\",末端区間!$H$22)","v":""},"Ｌ/sec"]
[null,null,"⑤ 動水勾配",null,"=",{"$f":"IF(末端区間!$AE$22=\"\",\"\",末端区間!$AE$22)","v":""},"‰",{"$f":"IF(末端区間!$AD$22=\"\",\"\",IF(末端区間!$AD$22=\"W\",\"（ウエストン公式より）\",\"（Ｈ．ウィリアムス公式より）\"))","v":""}]
[null,null,"⑥ 損失水頭",null,"=","⑤×(②＋③)"]
[null,null,null,null,"=",{"$f":"IF(F193=\"\",\"\",F193/1000)","v":""},"× (",{"$f":"IF(F190=\"\",\"\",F190)","v":""},"＋",{"$f":"IF(F191=\"\",\"\",F191)","v":""},")"]
[null,null,null,null,"=",{"$f":"IF(末端区間!$AG$22=\"\",\"\",末端区間!$AG$22)","v":""},"ｍ"]
[null,null,"⑦ 立上り",null,"=",{"$f":"IF(末端区間!$K$22=\"\",0,ROUND(末端区間!$K$22,2))","v":0},"ｍ"]
[null,null,"⑧ 区間所要水頭 m12",null,"=","⑥＋⑦"]
[null,null,null,null,"=",{"$f":"IF(F196=\"\",\"\",F196)","v":""},"＋",{"$f":"IF(F197=\"\",\"\",F197)","v":0}]
[null,null,null,null,"=",{"$f":"IF(末端区間!$D$22=\"\",\"\",末端区間!$D$22)","v":""},"ｍ"]
[null,null,"⑨ 累計所要水頭 M12",null,"=","m12＋M11"]
[null,null,null,null,"=",{"$f":"IF(F200=\"\",\"\",F200)","v":""},"＋",{"$f":"IF(F186=\"\",\"\",F186)","v":""}]
[null,null,null,null,"=",{"$f":"IF(末端区間!$C$22=\"\",\"\",末端区間!$C$22)","v":""},"ｍ"]
[]
[null,"13．区　間",null,{"$f":"IF(末端区間!$G$23=\"\",\"\",末端区間!$G$23)","v":""}]
[null,null,"① 仮定口径",null,"=",{"$f":"IF(末端区間!$I$23=\"\",\"\",末端区間!$I$23)","v":""},"ｍｍ"]
[null,null,"② 管延長",null,"=",{"$f":"IF(末端区間!$J$23=\"\",\"\",末端区間!$J$23)","v":""},"ｍ"]
[null,null,"③ 直管換算長",null,"=",{"$f":"IF(末端区間!$AW$23=\"\",\"\",末端区間!$AW$23)","v":""},"ｍ"]
[null,null,"④ 流量",null,"=",{"$f":"IF(末端区間!$H$23=\"\",\"\",末端区間!$H$23)","v":""},"Ｌ/sec"]
[null,null,"⑤ 動水勾配",null,"=",{"$f":"IF(末端区間!$AE$23=\"\",\"\",末端区間!$AE$23)","v":""},"‰",{"$f":"IF(末端区間!$AD$23=\"\",\"\",IF(末端区間!$AD$23=\"W\",\"（ウエストン公式より）\",\"（Ｈ．ウィリアムス公式より）\"))","v":""}]
[null,null,"⑥ 損失水頭",null,"=","⑤×(②＋③)"]
[null,null,null,null,"=",{"$f":"IF(F210=\"\",\"\",F210/1000)","v":""},"× (",{"$f":"IF(F207=\"\",\"\",F207)","v":""},"＋",{"$f":"IF(F208=\"\",\"\",F208)","v":""},")"]
[null,null,null,null,"=",{"$f":"IF(末端区間!$AG$23=\"\",\"\",末端区間!$AG$23)","v":""},"ｍ"]
[null,null,"⑦ 立上り",null,"=",{"$f":"IF(末端区間!$K$23=\"\",0,ROUND(末端区間!$K$23,2))","v":0},"ｍ"]
[null,null,"⑧ 区間所要水頭 m13",null,"=","⑥＋⑦"]
[null,null,null,null,"=",{"$f":"IF(F213=\"\",\"\",F213)","v":""},"＋",{"$f":"IF(F214=\"\",\"\",F214)","v":0}]
[null,null,null,null,"=",{"$f":"IF(末端区間!$D$23=\"\",\"\",末端区間!$D$23)","v":""},"ｍ"]
[null,null,"⑨ 累計所要水頭 M13",null,"=","m13＋M12"]
[null,null,null,null,"=",{"$f":"IF(F217=\"\",\"\",F217)","v":""},"＋",{"$f":"IF(F203=\"\",\"\",F203)","v":""}]
[null,null,null,null,"=",{"$f":"IF(末端区間!$C$23=\"\",\"\",末端区間!$C$23)","v":""},"ｍ"]
[]
[null,"14．区　間",null,{"$f":"IF(末端区間!$G$24=\"\",\"\",末端区間!$G$24)","v":""}]
[null,null,"① 仮定口径",null,"=",{"$f":"IF(末端区間!$I$24=\"\",\"\",末端区間!$I$24)","v":""},"ｍｍ"]
[null,null,"② 管延長",null,"=",{"$f":"IF(末端区間!$J$24=\"\",\"\",末端区間!$J$24)","v":""},"ｍ"]
[null,null,"③ 直管換算長",null,"=",{"$f":"IF(末端区間!$AW$24=\"\",\"\",末端区間!$AW$24)","v":""},"ｍ"]
[null,null,"④ 流量",null,"=",{"$f":"IF(末端区間!$H$24=\"\",\"\",末端区間!$H$24)","v":""},"Ｌ/sec"]
[null,null,"⑤ 動水勾配",null,"=",{"$f":"IF(末端区間!$AE$24=\"\",\"\",末端区間!$AE$24)","v":""},"‰",{"$f":"IF(末端区間!$AD$24=\"\",\"\",IF(末端区間!$AD$24=\"W\",\"（ウエストン公式より）\",\"（Ｈ．ウィリアムス公式より）\"))","v":""}]
[null,null,"⑥ 損失水頭",null,"=","⑤×(②＋③)"]
[null,null,null,null,"=",{"$f":"IF(F227=\"\",\"\",F227/1000)","v":""},"× (",{"$f":"IF(F224=\"\",\"\",F224)","v":""},"＋",{"$f":"IF(F225=\"\",\"\",F225)","v":""},")"]
[null,null,null,null,"=",{"$f":"IF(末端区間!$AG$24=\"\",\"\",末端区間!$AG$24)","v":""},"ｍ"]
[null,null,"⑦ 立上り",null,"=",{"$f":"IF(末端区間!$K$24=\"\",0,ROUND(末端区間!$K$24,2))","v":0},"ｍ"]
[null,null,"⑧ 区間所要水頭 m14",null,"=","⑥＋⑦"]
[null,null,null,null,"=",{"$f":"IF(F230=\"\",\"\",F230)","v":""},"＋",{"$f":"IF(F231=\"\",\"\",F231)","v":0}]
[null,null,null,null,"=",{"$f":"IF(末端区間!$D$24=\"\",\"\",末端区間!$D$24)","v":""},"ｍ"]
[null,null,"⑨ 累計所要水頭 M14",null,"=","m14＋M13"]
[null,null,null,null,"=",{"$f":"IF(F234=\"\",\"\",F234)","v":""},"＋",{"$f":"IF(F220=\"\",\"\",F220)","v":""}]
[null,null,null,null,"=",{"$f":"IF(末端区間!$C$24=\"\",\"\",末端区間!$C$24)","v":""},"ｍ"]
[]
[null,"15．区　間",null,{"$f":"IF(末端区間!$G$25=\"\",\"\",末端区間!$G$25)","v":""}]
[null,null,"① 仮定口径",null,"=",{"$f":"IF(末端区間!$I$25=\"\",\"\",末端区間!$I$25)","v":""},"ｍｍ"]
[null,null,"② 管延長",null,"=",{"$f":"IF(末端区間!$J$25=\"\",\"\",末端区間!$J$25)","v":""},"ｍ"]
[null,null,"③ 直管換算長",null,"=",{"$f":"IF(末端区間!$AW$25=\"\",\"\",末端区間!$AW$25)","v":""},"ｍ"]
[null,null,"④ 流量",null,"=",{"$f":"IF(末端区間!$H$25=\"\",\"\",末端区間!$H$25)","v":""},"Ｌ/sec"]
[null,null,"⑤ 動水勾配",null,"=",{"$f":"IF(末端区間!$AE$25=\"\",\"\",末端区間!$AE$25)","v":""},"‰",{"$f":"IF(末端区間!$AD$25=\"\",\"\",IF(末端区間!$AD$25=\"W\",\"（ウエストン公式より）\",\"（Ｈ．ウィリアムス公式より）\"))","v":""}]
[null,null,"⑥ 損失水頭",null,"=","⑤×(②＋③)"]
[null,null,null,null,"=",{"$f":"IF(F244=\"\",\"\",F244/1000)","v":""},"× (",{"$f":"IF(F241=\"\",\"\",F241)","v":""},"＋",{"$f":"IF(F242=\"\",\"\",F242)","v":""},")"]
[null,null,null,null,"=",{"$f":"IF(末端区間!$AG$25=\"\",\"\",末端区間!$AG$25)","v":""},"ｍ"]
[null,null,"⑦ 立上り",null,"=",{"$f":"IF(末端区間!$K$25=\"\",0,ROUND(末端区間!$K$25,2))","v":0},"ｍ"]
[null,null,"⑧ 区間所要水頭 m15",null,"=","⑥＋⑦"]
[null,null,null,null,"=",{"$f":"IF(F247=\"\",\"\",F247)","v":""},"＋",{"$f":"IF(F248=\"\",\"\",F248)","v":0}]
[null,null,null,null,"=",{"$f":"IF(末端区間!$D$25=\"\",\"\",末端区間!$D$25)","v":""},"ｍ"]
[null,null,"⑨ 累計所要水頭 M15",null,"=","m15＋M14"]
[null,null,null,null,"=",{"$f":"IF(F251=\"\",\"\",F251)","v":""},"＋",{"$f":"IF(F237=\"\",\"\",F237)","v":""}]
[null,null,null,null,"=",{"$f":"IF(末端区間!$C$25=\"\",\"\",末端区間!$C$25)","v":""},"ｍ"]
[]
[null,"16．区　間",null,{"$f":"IF(末端区間!$G$26=\"\",\"\",末端区間!$G$26)","v":""}]
[null,null,"① 仮定口径",null,"=",{"$f":"IF(末端区間!$I$26=\"\",\"\",末端区間!$I$26)","v":""},"ｍｍ"]
[null,null,"② 管延長",null,"=",{"$f":"IF(末端区間!$J$26=\"\",\"\",末端区間!$J$26)","v":""},"ｍ"]
[null,null,"③ 直管換算長",null,"=",{"$f":"IF(末端区間!$AW$26=\"\",\"\",末端区間!$AW$26)","v":""},"ｍ"]
[null,null,"④ 流量",null,"=",{"$f":"IF(末端区間!$H$26=\"\",\"\",末端区間!$H$26)","v":""},"Ｌ/sec"]
[null,null,"⑤ 動水勾配",null,"=",{"$f":"IF(末端区間!$AE$26=\"\",\"\",末端区間!$AE$26)","v":""},"‰",{"$f":"IF(末端区間!$AD$26=\"\",\"\",IF(末端区間!$AD$26=\"W\",\"（ウエストン公式より）\",\"（Ｈ．ウィリアムス公式より）\"))","v":""}]
[null,null,"⑥ 損失水頭",null,"=","⑤×(②＋③)"]
[null,null,null,null,"=",{"$f":"IF(F261=\"\",\"\",F261/1000)","v":""},"× (",{"$f":"IF(F258=\"\",\"\",F258)","v":""},"＋",{"$f":"IF(F259=\"\",\"\",F259)","v":""},")"]
[null,null,null,null,"=",{"$f":"IF(末端区間!$AG$26=\"\",\"\",末端区間!$AG$26)","v":""},"ｍ"]
[null,null,"⑦ 立上り",null,"=",{"$f":"IF(末端区間!$K$26=\"\",0,ROUND(末端区間!$K$26,2))","v":0},"ｍ"]
[null,null,"⑧ 区間所要水頭 m16",null,"=","⑥＋⑦"]
[null,null,null,null,"=",{"$f":"IF(F264=\"\",\"\",F264)","v":""},"＋",{"$f":"IF(F265=\"\",\"\",F265)","v":0}]
[null,null,null,null,"=",{"$f":"IF(末端区間!$D$26=\"\",\"\",末端区間!$D$26)","v":""},"ｍ"]
[null,null,"⑨ 累計所要水頭 M16",null,"=","m16＋M15"]
[null,null,null,null,"=",{"$f":"IF(F268=\"\",\"\",F268)","v":""},"＋",{"$f":"IF(F254=\"\",\"\",F254)","v":""}]
[null,null,null,null,"=",{"$f":"IF(末端区間!$C$26=\"\",\"\",末端区間!$C$26)","v":""},"ｍ"]
[]
[null,"17．区　間",null,{"$f":"IF(末端区間!$G$27=\"\",\"\",末端区間!$G$27)","v":""}]
[null,null,"① 仮定口径",null,"=",{"$f":"IF(末端区間!$I$27=\"\",\"\",末端区間!$I$27)","v":""},"ｍｍ"]
[null,null,"② 管延長",null,"=",{"$f":"IF(末端区間!$J$27=\"\",\"\",末端区間!$J$27)","v":""},"ｍ"]
[null,null,"③ 直管換算長",null,"=",{"$f":"IF(末端区間!$AW$27=\"\",\"\",末端区間!$AW$27)","v":""},"ｍ"]
[null,null,"④ 流量",null,"=",{"$f":"IF(末端区間!$H$27=\"\",\"\",末端区間!$H$27)","v":""},"Ｌ/sec"]
[null,null,"⑤ 動水勾配",null,"=",{"$f":"IF(末端区間!$AE$27=\"\",\"\",末端区間!$AE$27)","v":""},"‰",{"$f":"IF(末端区間!$AD$27=\"\",\"\",IF(末端区間!$AD$27=\"W\",\"（ウエストン公式より）\",\"（Ｈ．ウィリアムス公式より）\"))","v":""}]
[null,null,"⑥ 損失水頭",null,"=","⑤×(②＋③)"]
[null,null,null,null,"=",{"$f":"IF(F278=\"\",\"\",F278/1000)","v":""},"× (",{"$f":"IF(F275=\"\",\"\",F275)","v":""},"＋",{"$f":"IF(F276=\"\",\"\",F276)","v":""},")"]
[null,null,null,null,"=",{"$f":"IF(末端区間!$AG$27=\"\",\"\",末端区間!$AG$27)","v":""},"ｍ"]
[null,null,"⑦ 立上り",null,"=",{"$f":"IF(末端区間!$K$27=\"\",0,ROUND(末端区間!$K$27,2))","v":0},"ｍ"]
[null,null,"⑧ 区間所要水頭 m17",null,"=","⑥＋⑦"]
[null,null,null,null,"=",{"$f":"IF(F281=\"\",\"\",F281)","v":""},"＋",{"$f":"IF(F282=\"\",\"\",F282)","v":0}]
[null,null,null,null,"=",{"$f":"IF(末端区間!$D$27=\"\",\"\",末端区間!$D$27)","v":""},"ｍ"]
[null,null,"⑨ 累計所要水頭 M17",null,"=","m17＋M16"]
[null,null,null,null,"=",{"$f":"IF(F285=\"\",\"\",F285)","v":""},"＋",{"$f":"IF(F271=\"\",\"\",F271)","v":""}]
[null,null,null,null,"=",{"$f":"IF(末端区間!$C$27=\"\",\"\",末端区間!$C$27)","v":""},"ｍ"]
[]
[null,"18．区　間",null,{"$f":"IF(末端区間!$G$28=\"\",\"\",末端区間!$G$28)","v":""}]
[null,null,"① 仮定口径",null,"=",{"$f":"IF(末端区間!$I$28=\"\",\"\",末端区間!$I$28)","v":""},"ｍｍ"]
[null,null,"② 管延長",null,"=",{"$f":"IF(末端区間!$J$28=\"\",\"\",末端区間!$J$28)","v":""},"ｍ"]
[null,null,"③ 直管換算長",null,"=",{"$f":"IF(末端区間!$AW$28=\"\",\"\",末端区間!$AW$28)","v":""},"ｍ"]
[null,null,"④ 流量",null,"=",{"$f":"IF(末端区間!$H$28=\"\",\"\",末端区間!$H$28)","v":""},"Ｌ/sec"]
[null,null,"⑤ 動水勾配",null,"=",{"$f":"IF(末端区間!$AE$28=\"\",\"\",末端区間!$AE$28)","v":""},"‰",{"$f":"IF(末端区間!$AD$28=\"\",\"\",IF(末端区間!$AD$28=\"W\",\"（ウエストン公式より）\",\"（Ｈ．ウィリアムス公式より）\"))","v":""}]
[null,null,"⑥ 損失水頭",null,"=","⑤×(②＋③)"]
[null,null,null,null,"=",{"$f":"IF(F295=\"\",\"\",F295/1000)","v":""},"× (",{"$f":"IF(F292=\"\",\"\",F292)","v":""},"＋",{"$f":"IF(F293=\"\",\"\",F293)","v":""},")"]
[null,null,null,null,"=",{"$f":"IF(末端区間!$AG$28=\"\",\"\",末端区間!$AG$28)","v":""},"ｍ"]
[null,null,"⑦ 立上り",null,"=",{"$f":"IF(末端区間!$K$28=\"\",0,ROUND(末端区間!$K$28,2))","v":0},"ｍ"]
[null,null,"⑧ 区間所要水頭 m18",null,"=","⑥＋⑦"]
[null,null,null,null,"=",{"$f":"IF(F298=\"\",\"\",F298)","v":""},"＋",{"$f":"IF(F299=\"\",\"\",F299)","v":0}]
[null,null,null,null,"=",{"$f":"IF(末端区間!$D$28=\"\",\"\",末端区間!$D$28)","v":""},"ｍ"]
[null,null,"⑨ 累計所要水頭 M18",null,"=","m18＋M17"]
[null,null,null,null,"=",{"$f":"IF(F302=\"\",\"\",F302)","v":""},"＋",{"$f":"IF(F288=\"\",\"\",F288)","v":""}]
[null,null,null,null,"=",{"$f":"IF(末端区間!$C$28=\"\",\"\",末端区間!$C$28)","v":""},"ｍ"]
[]
[null,"19．区　間",null,{"$f":"IF(末端区間!$G$29=\"\",\"\",末端区間!$G$29)","v":""}]
[null,null,"① 仮定口径",null,"=",{"$f":"IF(末端区間!$I$29=\"\",\"\",末端区間!$I$29)","v":""},"ｍｍ"]
[null,null,"② 管延長",null,"=",{"$f":"IF(末端区間!$J$29=\"\",\"\",末端区間!$J$29)","v":""},"ｍ"]
[null,null,"③ 直管換算長",null,"=",{"$f":"IF(末端区間!$AW$29=\"\",\"\",末端区間!$AW$29)","v":""},"ｍ"]
[null,null,"④ 流量",null,"=",{"$f":"IF(末端区間!$H$29=\"\",\"\",末端区間!$H$29)","v":""},"Ｌ/sec"]
[null,null,"⑤ 動水勾配",null,"=",{"$f":"IF(末端区間!$AE$29=\"\",\"\",末端区間!$AE$29)","v":""},"‰",{"$f":"IF(末端区間!$AD$29=\"\",\"\",IF(末端区間!$AD$29=\"W\",\"（ウエストン公式より）\",\"（Ｈ．ウィリアムス公式より）\"))","v":""}]
[null,null,"⑥ 損失水頭",null,"=","⑤×(②＋③)"]
[null,null,null,null,"=",{"$f":"IF(F312=\"\",\"\",F312/1000)","v":""},"× (",{"$f":"IF(F309=\"\",\"\",F309)","v":""},"＋",{"$f":"IF(F310=\"\",\"\",F310)","v":""},")"]
[null,null,null,null,"=",{"$f":"IF(末端区間!$AG$29=\"\",\"\",末端区間!$AG$29)","v":""},"ｍ"]
[null,null,"⑦ 立上り",null,"=",{"$f":"IF(末端区間!$K$29=\"\",0,ROUND(末端区間!$K$29,2))","v":0},"ｍ"]
[null,null,"⑧ 区間所要水頭 m19",null,"=","⑥＋⑦"]
[null,null,null,null,"=",{"$f":"IF(F315=\"\",\"\",F315)","v":""},"＋",{"$f":"IF(F316=\"\",\"\",F316)","v":0}]
[null,null,null,null,"=",{"$f":"IF(末端区間!$D$29=\"\",\"\",末端区間!$D$29)","v":""},"ｍ"]
[null,null,"⑨ 累計所要水頭 M19",null,"=","m19＋M18"]
[null,null,null,null,"=",{"$f":"IF(F319=\"\",\"\",F319)","v":""},"＋",{"$f":"IF(F305=\"\",\"\",F305)","v":""}]
[null,null,null,null,"=",{"$f":"IF(末端区間!$C$29=\"\",\"\",末端区間!$C$29)","v":""},"ｍ"]
[]
[null,"20．区　間",null,{"$f":"IF(末端区間!$G$30=\"\",\"\",末端区間!$G$30)","v":""}]
[null,null,"① 仮定口径",null,"=",{"$f":"IF(末端区間!$I$30=\"\",\"\",末端区間!$I$30)","v":""},"ｍｍ"]
[null,null,"② 管延長",null,"=",{"$f":"IF(末端区間!$J$30=\"\",\"\",末端区間!$J$30)","v":""},"ｍ"]
[null,null,"③ 直管換算長",null,"=",{"$f":"IF(末端区間!$AW$30=\"\",\"\",末端区間!$AW$30)","v":""},"ｍ"]
[null,null,"④ 流量",null,"=",{"$f":"IF(末端区間!$H$30=\"\",\"\",末端区間!$H$30)","v":""},"Ｌ/sec"]
[null,null,"⑤ 動水勾配",null,"=",{"$f":"IF(末端区間!$AE$30=\"\",\"\",末端区間!$AE$30)","v":""},"‰",{"$f":"IF(末端区間!$AD$30=\"\",\"\",IF(末端区間!$AD$30=\"W\",\"（ウエストン公式より）\",\"（Ｈ．ウィリアムス公式より）\"))","v":""}]
[null,null,"⑥ 損失水頭",null,"=","⑤×(②＋③)"]
[null,null,null,null,"=",{"$f":"IF(F329=\"\",\"\",F329/1000)","v":""},"× (",{"$f":"IF(F326=\"\",\"\",F326)","v":""},"＋",{"$f":"IF(F327=\"\",\"\",F327)","v":""},")"]
[null,null,null,null,"=",{"$f":"IF(末端区間!$AG$30=\"\",\"\",末端区間!$AG$30)","v":""},"ｍ"]
[null,null,"⑦ 立上り",null,"=",{"$f":"IF(末端区間!$K$30=\"\",0,ROUND(末端区間!$K$30,2))","v":0},"ｍ"]
[null,null,"⑧ 区間所要水頭 m20",null,"=","⑥＋⑦"]
[null,null,null,null,"=",{"$f":"IF(F332=\"\",\"\",F332)","v":""},"＋",{"$f":"IF(F333=\"\",\"\",F333)","v":0}]
[null,null,null,null,"=",{"$f":"IF(末端区間!$D$30=\"\",\"\",末端区間!$D$30)","v":""},"ｍ"]
[null,null,"⑨ 累計所要水頭 M20",null,"=","m20＋M19"]
[null,null,null,null,"=",{"$f":"IF(F336=\"\",\"\",F336)","v":""},"＋",{"$f":"IF(F322=\"\",\"\",F322)","v":""}]
[null,null,null,null,"=",{"$f":"IF(末端区間!$C$30=\"\",\"\",末端区間!$C$30)","v":""},"ｍ"]
[]
[null,"21．区　間",null,{"$f":"IF(末端区間!$G$31=\"\",\"\",末端区間!$G$31)","v":""}]
[null,null,"① 仮定口径",null,"=",{"$f":"IF(末端区間!$I$31=\"\",\"\",末端区間!$I$31)","v":""},"ｍｍ"]
[null,null,"② 管延長",null,"=",{"$f":"IF(末端区間!$J$31=\"\",\"\",末端区間!$J$31)","v":""},"ｍ"]
[null,null,"③ 直管換算長",null,"=",{"$f":"IF(末端区間!$AW$31=\"\",\"\",末端区間!$AW$31)","v":""},"ｍ"]
[null,null,"④ 流量",null,"=",{"$f":"IF(末端区間!$H$31=\"\",\"\",末端区間!$H$31)","v":""},"Ｌ/sec"]
[null,null,"⑤ 動水勾配",null,"=",{"$f":"IF(末端区間!$AE$31=\"\",\"\",末端区間!$AE$31)","v":""},"‰",{"$f":"IF(末端区間!$AD$31=\"\",\"\",IF(末端区間!$AD$31=\"W\",\"（ウエストン公式より）\",\"（Ｈ．ウィリアムス公式より）\"))","v":""}]
[null,null,"⑥ 損失水頭",null,"=","⑤×(②＋③)"]
[null,null,null,null,"=",{"$f":"IF(F346=\"\",\"\",F346/1000)","v":""},"× (",{"$f":"IF(F343=\"\",\"\",F343)","v":""},"＋",{"$f":"IF(F344=\"\",\"\",F344)","v":""},")"]
[null,null,null,null,"=",{"$f":"IF(末端区間!$AG$31=\"\",\"\",末端区間!$AG$31)","v":""},"ｍ"]
[null,null,"⑦ 立上り",null,"=",{"$f":"IF(末端区間!$K$31=\"\",0,ROUND(末端区間!$K$31,2))","v":0},"ｍ"]
[null,null,"⑧ 区間所要水頭 m21",null,"=","⑥＋⑦"]
[null,null,null,null,"=",{"$f":"IF(F349=\"\",\"\",F349)","v":""},"＋",{"$f":"IF(F350=\"\",\"\",F350)","v":0}]
[null,null,null,null,"=",{"$f":"IF(末端区間!$D$31=\"\",\"\",末端区間!$D$31)","v":""},"ｍ"]
[null,null,"⑨ 累計所要水頭 M21",null,"=","m21＋M20"]
[null,null,null,null,"=",{"$f":"IF(F353=\"\",\"\",F353)","v":""},"＋",{"$f":"IF(F339=\"\",\"\",F339)","v":""}]
[null,null,null,null,"=",{"$f":"IF(末端区間!$C$31=\"\",\"\",末端区間!$C$31)","v":""},"ｍ"]
[]
[null,"22．区　間",null,{"$f":"IF(末端区間!$G$32=\"\",\"\",末端区間!$G$32)","v":""}]
[null,null,"① 仮定口径",null,"=",{"$f":"IF(末端区間!$I$32=\"\",\"\",末端区間!$I$32)","v":""},"ｍｍ"]
[null,null,"② 管延長",null,"=",{"$f":"IF(末端区間!$J$32=\"\",\"\",末端区間!$J$32)","v":""},"ｍ"]
[null,null,"③ 直管換算長",null,"=",{"$f":"IF(末端区間!$AW$32=\"\",\"\",末端区間!$AW$32)","v":""},"ｍ"]
[null,null,"④ 流量",null,"=",{"$f":"IF(末端区間!$H$32=\"\",\"\",末端区間!$H$32)","v":""},"Ｌ/sec"]
[null,null,"⑤ 動水勾配",null,"=",{"$f":"IF(末端区間!$AE$32=\"\",\"\",末端区間!$AE$32)","v":""},"‰",{"$f":"IF(末端区間!$AD$32=\"\",\"\",IF(末端区間!$AD$32=\"W\",\"（ウエストン公式より）\",\"（Ｈ．ウィリアムス公式より）\"))","v":""}]
[null,null,"⑥ 損失水頭",null,"=","⑤×(②＋③)"]
[null,null,null,null,"=",{"$f":"IF(F363=\"\",\"\",F363/1000)","v":""},"× (",{"$f":"IF(F360=\"\",\"\",F360)","v":""},"＋",{"$f":"IF(F361=\"\",\"\",F361)","v":""},")"]
[null,null,null,null,"=",{"$f":"IF(末端区間!$AG$32=\"\",\"\",末端区間!$AG$32)","v":""},"ｍ"]
[null,null,"⑦ 立上り",null,"=",{"$f":"IF(末端区間!$K$32=\"\",0,ROUND(末端区間!$K$32,2))","v":0},"ｍ"]
[null,null,"⑧ 区間所要水頭 m22",null,"=","⑥＋⑦"]
[null,null,null,null,"=",{"$f":"IF(F366=\"\",\"\",F366)","v":""},"＋",{"$f":"IF(F367=\"\",\"\",F367)","v":0}]
[null,null,null,null,"=",{"$f":"IF(末端区間!$D$32=\"\",\"\",末端区間!$D$32)","v":""},"ｍ"]
[null,null,"⑨ 累計所要水頭 M22",null,"=","m22＋M21"]
[null,null,null,null,"=",{"$f":"IF(F370=\"\",\"\",F370)","v":""},"＋",{"$f":"IF(F356=\"\",\"\",F356)","v":""}]
[null,null,null,null,"=",{"$f":"IF(末端区間!$C$32=\"\",\"\",末端区間!$C$32)","v":""},"ｍ"]
[]
[null,"23．区　間",null,{"$f":"IF(末端区間!$G$33=\"\",\"\",末端区間!$G$33)","v":""}]
[null,null,"① 仮定口径",null,"=",{"$f":"IF(末端区間!$I$33=\"\",\"\",末端区間!$I$33)","v":""},"ｍｍ"]
[null,null,"② 管延長",null,"=",{"$f":"IF(末端区間!$J$33=\"\",\"\",末端区間!$J$33)","v":""},"ｍ"]
[null,null,"③ 直管換算長",null,"=",{"$f":"IF(末端区間!$AW$33=\"\",\"\",末端区間!$AW$33)","v":""},"ｍ"]
[null,null,"④ 流量",null,"=",{"$f":"IF(末端区間!$H$33=\"\",\"\",末端区間!$H$33)","v":""},"Ｌ/sec"]
[null,null,"⑤ 動水勾配",null,"=",{"$f":"IF(末端区間!$AE$33=\"\",\"\",末端区間!$AE$33)","v":""},"‰",{"$f":"IF(末端区間!$AD$33=\"\",\"\",IF(末端区間!$AD$33=\"W\",\"（ウエストン公式より）\",\"（Ｈ．ウィリアムス公式より）\"))","v":""}]
[null,null,"⑥ 損失水頭",null,"=","⑤×(②＋③)"]
[null,null,null,null,"=",{"$f":"IF(F380=\"\",\"\",F380/1000)","v":""},"× (",{"$f":"IF(F377=\"\",\"\",F377)","v":""},"＋",{"$f":"IF(F378=\"\",\"\",F378)","v":""},")"]
[null,null,null,null,"=",{"$f":"IF(末端区間!$AG$33=\"\",\"\",末端区間!$AG$33)","v":""},"ｍ"]
[null,null,"⑦ 立上り",null,"=",{"$f":"IF(末端区間!$K$33=\"\",0,ROUND(末端区間!$K$33,2))","v":0},"ｍ"]
[null,null,"⑧ 区間所要水頭 m23",null,"=","⑥＋⑦"]
[null,null,null,null,"=",{"$f":"IF(F383=\"\",\"\",F383)","v":""},"＋",{"$f":"IF(F384=\"\",\"\",F384)","v":0}]
[null,null,null,null,"=",{"$f":"IF(末端区間!$D$33=\"\",\"\",末端区間!$D$33)","v":""},"ｍ"]
[null,null,"⑨ 累計所要水頭 M23",null,"=","m23＋M22"]
[null,null,null,null,"=",{"$f":"IF(F387=\"\",\"\",F387)","v":""},"＋",{"$f":"IF(F373=\"\",\"\",F373)","v":""}]
[null,null,null,null,"=",{"$f":"IF(末端区間!$C$33=\"\",\"\",末端区間!$C$33)","v":""},"ｍ"]
[]
[null,"24．区　間",null,{"$f":"IF(末端区間!$G$34=\"\",\"\",末端区間!$G$34)","v":""}]
[null,null,"① 仮定口径",null,"=",{"$f":"IF(末端区間!$I$34=\"\",\"\",末端区間!$I$34)","v":""},"ｍｍ"]
[null,null,"② 管延長",null,"=",{"$f":"IF(末端区間!$J$34=\"\",\"\",末端区間!$J$34)","v":""},"ｍ"]
[null,null,"③ 直管換算長",null,"=",{"$f":"IF(末端区間!$AW$34=\"\",\"\",末端区間!$AW$34)","v":""},"ｍ"]
[null,null,"④ 流量",null,"=",{"$f":"IF(末端区間!$H$34=\"\",\"\",末端区間!$H$34)","v":""},"Ｌ/sec"]
[null,null,"⑤ 動水勾配",null,"=",{"$f":"IF(末端区間!$AE$34=\"\",\"\",末端区間!$AE$34)","v":""},"‰",{"$f":"IF(末端区間!$AD$34=\"\",\"\",IF(末端区間!$AD$34=\"W\",\"（ウエストン公式より）\",\"（Ｈ．ウィリアムス公式より）\"))","v":""}]
[null,null,"⑥ 損失水頭",null,"=","⑤×(②＋③)"]
[null,null,null,null,"=",{"$f":"IF(F397=\"\",\"\",F397/1000)","v":""},"× (",{"$f":"IF(F394=\"\",\"\",F394)","v":""},"＋",{"$f":"IF(F395=\"\",\"\",F395)","v":""},")"]
[null,null,null,null,"=",{"$f":"IF(末端区間!$AG$34=\"\",\"\",末端区間!$AG$34)","v":""},"ｍ"]
[null,null,"⑦ 立上り",null,"=",{"$f":"IF(末端区間!$K$34=\"\",0,ROUND(末端区間!$K$34,2))","v":0},"ｍ"]
[null,null,"⑧ 区間所要水頭 m24",null,"=","⑥＋⑦"]
[null,null,null,null,"=",{"$f":"IF(F400=\"\",\"\",F400)","v":""},"＋",{"$f":"IF(F401=\"\",\"\",F401)","v":0}]
[null,null,null,null,"=",{"$f":"IF(末端区間!$D$34=\"\",\"\",末端区間!$D$34)","v":""},"ｍ"]
[null,null,"⑨ 累計所要水頭 M24",null,"=","m24＋M23"]
[null,null,null,null,"=",{"$f":"IF(F404=\"\",\"\",F404)","v":""},"＋",{"$f":"IF(F390=\"\",\"\",F390)","v":""}]
[null,null,null,null,"=",{"$f":"IF(末端区間!$C$34=\"\",\"\",末端区間!$C$34)","v":""},"ｍ"]
[]
[null,"25．区　間",null,{"$f":"IF(末端区間!$G$35=\"\",\"\",末端区間!$G$35)","v":""}]
[null,null,"① 仮定口径",null,"=",{"$f":"IF(末端区間!$I$35=\"\",\"\",末端区間!$I$35)","v":""},"ｍｍ"]
[null,null,"② 管延長",null,"=",{"$f":"IF(末端区間!$J$35=\"\",\"\",末端区間!$J$35)","v":""},"ｍ"]
[null,null,"③ 直管換算長",null,"=",{"$f":"IF(末端区間!$AW$35=\"\",\"\",末端区間!$AW$35)","v":""},"ｍ"]
[null,null,"④ 流量",null,"=",{"$f":"IF(末端区間!$H$35=\"\",\"\",末端区間!$H$35)","v":""},"Ｌ/sec"]
[null,null,"⑤ 動水勾配",null,"=",{"$f":"IF(末端区間!$AE$35=\"\",\"\",末端区間!$AE$35)","v":""},"‰",{"$f":"IF(末端区間!$AD$35=\"\",\"\",IF(末端区間!$AD$35=\"W\",\"（ウエストン公式より）\",\"（Ｈ．ウィリアムス公式より）\"))","v":""}]
[null,null,"⑥ 損失水頭",null,"=","⑤×(②＋③)"]
[null,null,null,null,"=",{"$f":"IF(F414=\"\",\"\",F414/1000)","v":""},"× (",{"$f":"IF(F411=\"\",\"\",F411)","v":""},"＋",{"$f":"IF(F412=\"\",\"\",F412)","v":""},")"]
[null,null,null,null,"=",{"$f":"IF(末端区間!$AG$35=\"\",\"\",末端区間!$AG$35)","v":""},"ｍ"]
[null,null,"⑦ 立上り",null,"=",{"$f":"IF(末端区間!$K$35=\"\",0,ROUND(末端区間!$K$35,2))","v":0},"ｍ"]
[null,null,"⑧ 区間所要水頭 m25",null,"=","⑥＋⑦"]
[null,null,null,null,"=",{"$f":"IF(F417=\"\",\"\",F417)","v":""},"＋",{"$f":"IF(F418=\"\",\"\",F418)","v":0}]
[null,null,null,null,"=",{"$f":"IF(末端区間!$D$35=\"\",\"\",末端区間!$D$35)","v":""},"ｍ"]
[null,null,"⑨ 累計所要水頭 M25",null,"=","m25＋M24"]
[null,null,null,null,"=",{"$f":"IF(F421=\"\",\"\",F421)","v":""},"＋",{"$f":"IF(F407=\"\",\"\",F407)","v":""}]
[null,null,null,null,"=",{"$f":"IF(末端区間!$C$35=\"\",\"\",末端区間!$C$35)","v":""},"ｍ"]
[]
[null,"26．区　間",null,{"$f":"IF(末端区間!$G$36=\"\",\"\",末端区間!$G$36)","v":""}]
[null,null,"① 仮定口径",null,"=",{"$f":"IF(末端区間!$I$36=\"\",\"\",末端区間!$I$36)","v":""},"ｍｍ"]
[null,null,"② 管延長",null,"=",{"$f":"IF(末端区間!$J$36=\"\",\"\",末端区間!$J$36)","v":""},"ｍ"]
[null,null,"③ 直管換算長",null,"=",{"$f":"IF(末端区間!$AW$36=\"\",\"\",末端区間!$AW$36)","v":""},"ｍ"]
[null,null,"④ 流量",null,"=",{"$f":"IF(末端区間!$H$36=\"\",\"\",末端区間!$H$36)","v":""},"Ｌ/sec"]
[null,null,"⑤ 動水勾配",null,"=",{"$f":"IF(末端区間!$AE$36=\"\",\"\",末端区間!$AE$36)","v":""},"‰",{"$f":"IF(末端区間!$AD$36=\"\",\"\",IF(末端区間!$AD$36=\"W\",\"（ウエストン公式より）\",\"（Ｈ．ウィリアムス公式より）\"))","v":""}]
[null,null,"⑥ 損失水頭",null,"=","⑤×(②＋③)"]
[null,null,null,null,"=",{"$f":"IF(F431=\"\",\"\",F431/1000)","v":""},"× (",{"$f":"IF(F428=\"\",\"\",F428)","v":""},"＋",{"$f":"IF(F429=\"\",\"\",F429)","v":""},")"]
[null,null,null,null,"=",{"$f":"IF(末端区間!$AG$36=\"\",\"\",末端区間!$AG$36)","v":""},"ｍ"]
[null,null,"⑦ 立上り",null,"=",{"$f":"IF(末端区間!$K$36=\"\",0,ROUND(末端区間!$K$36,2))","v":0},"ｍ"]
[null,null,"⑧ 区間所要水頭 m26",null,"=","⑥＋⑦"]
[null,null,null,null,"=",{"$f":"IF(F434=\"\",\"\",F434)","v":""},"＋",{"$f":"IF(F435=\"\",\"\",F435)","v":0}]
[null,null,null,null,"=",{"$f":"IF(末端区間!$D$36=\"\",\"\",末端区間!$D$36)","v":""},"ｍ"]
[null,null,"⑨ 累計所要水頭 M26",null,"=","m26＋M25"]
[null,null,null,null,"=",{"$f":"IF(F438=\"\",\"\",F438)","v":""},"＋",{"$f":"IF(F424=\"\",\"\",F424)","v":""}]
[null,null,null,null,"=",{"$f":"IF(末端区間!$C$36=\"\",\"\",末端区間!$C$36)","v":""},"ｍ"]
[]
[null,"27．区　間",null,{"$f":"IF(末端区間!$G$37=\"\",\"\",末端区間!$G$37)","v":""}]
[null,null,"① 仮定口径",null,"=",{"$f":"IF(末端区間!$I$37=\"\",\"\",末端区間!$I$37)","v":""},"ｍｍ"]
[null,null,"② 管延長",null,"=",{"$f":"IF(末端区間!$J$37=\"\",\"\",末端区間!$J$37)","v":""},"ｍ"]
[null,null,"③ 直管換算長",null,"=",{"$f":"IF(末端区間!$AW$37=\"\",\"\",末端区間!$AW$37)","v":""},"ｍ"]
[null,null,"④ 流量",null,"=",{"$f":"IF(末端区間!$H$37=\"\",\"\",末端区間!$H$37)","v":""},"Ｌ/sec"]
[null,null,"⑤ 動水勾配",null,"=",{"$f":"IF(末端区間!$AE$37=\"\",\"\",末端区間!$AE$37)","v":""},"‰",{"$f":"IF(末端区間!$AD$37=\"\",\"\",IF(末端区間!$AD$37=\"W\",\"（ウエストン公式より）\",\"（Ｈ．ウィリアムス公式より）\"))","v":""}]
[null,null,"⑥ 損失水頭",null,"=","⑤×(②＋③)"]
[null,null,null,null,"=",{"$f":"IF(F448=\"\",\"\",F448/1000)","v":""},"× (",{"$f":"IF(F445=\"\",\"\",F445)","v":""},"＋",{"$f":"IF(F446=\"\",\"\",F446)","v":""},")"]
[null,null,null,null,"=",{"$f":"IF(末端区間!$AG$37=\"\",\"\",末端区間!$AG$37)","v":""},"ｍ"]
[null,null,"⑦ 立上り",null,"=",{"$f":"IF(末端区間!$K$37=\"\",0,ROUND(末端区間!$K$37,2))","v":0},"ｍ"]
[null,null,"⑧ 区間所要水頭 m27",null,"=","⑥＋⑦"]
[null,null,null,null,"=",{"$f":"IF(F451=\"\",\"\",F451)","v":""},"＋",{"$f":"IF(F452=\"\",\"\",F452)","v":0}]
[null,null,null,null,"=",{"$f":"IF(末端区間!$D$37=\"\",\"\",末端区間!$D$37)","v":""},"ｍ"]
[null,null,"⑨ 累計所要水頭 M27",null,"=","m27＋M26"]
[null,null,null,null,"=",{"$f":"IF(F455=\"\",\"\",F455)","v":""},"＋",{"$f":"IF(F441=\"\",\"\",F441)","v":""}]
[null,null,null,null,"=",{"$f":"IF(末端区間!$C$37=\"\",\"\",末端区間!$C$37)","v":""},"ｍ"]
[]
[null,"28．区　間",null,{"$f":"IF(末端区間!$G$38=\"\",\"\",末端区間!$G$38)","v":""}]
[null,null,"① 仮定口径",null,"=",{"$f":"IF(末端区間!$I$38=\"\",\"\",末端区間!$I$38)","v":""},"ｍｍ"]
[null,null,"② 管延長",null,"=",{"$f":"IF(末端区間!$J$38=\"\",\"\",末端区間!$J$38)","v":""},"ｍ"]
[null,null,"③ 直管換算長",null,"=",{"$f":"IF(末端区間!$AW$38=\"\",\"\",末端区間!$AW$38)","v":""},"ｍ"]
[null,null,"④ 流量",null,"=",{"$f":"IF(末端区間!$H$38=\"\",\"\",末端区間!$H$38)","v":""},"Ｌ/sec"]
[null,null,"⑤ 動水勾配",null,"=",{"$f":"IF(末端区間!$AE$38=\"\",\"\",末端区間!$AE$38)","v":""},"‰",{"$f":"IF(末端区間!$AD$38=\"\",\"\",IF(末端区間!$AD$38=\"W\",\"（ウエストン公式より）\",\"（Ｈ．ウィリアムス公式より）\"))","v":""}]
[null,null,"⑥ 損失水頭",null,"=","⑤×(②＋③)"]
[null,null,null,null,"=",{"$f":"IF(F465=\"\",\"\",F465/1000)","v":""},"× (",{"$f":"IF(F462=\"\",\"\",F462)","v":""},"＋",{"$f":"IF(F463=\"\",\"\",F463)","v":""},")"]
[null,null,null,null,"=",{"$f":"IF(末端区間!$AG$38=\"\",\"\",末端区間!$AG$38)","v":""},"ｍ"]
[null,null,"⑦ 立上り",null,"=",{"$f":"IF(末端区間!$K$38=\"\",0,ROUND(末端区間!$K$38,2))","v":0},"ｍ"]
[null,null,"⑧ 区間所要水頭 m28",null,"=","⑥＋⑦"]
[null,null,null,null,"=",{"$f":"IF(F468=\"\",\"\",F468)","v":""},"＋",{"$f":"IF(F469=\"\",\"\",F469)","v":0}]
[null,null,null,null,"=",{"$f":"IF(末端区間!$D$38=\"\",\"\",末端区間!$D$38)","v":""},"ｍ"]
[null,null,"⑨ 累計所要水頭 M28",null,"=","m28＋M27"]
[null,null,null,null,"=",{"$f":"IF(F472=\"\",\"\",F472)","v":""},"＋",{"$f":"IF(F458=\"\",\"\",F458)","v":""}]
[null,null,null,null,"=",{"$f":"IF(末端区間!$C$38=\"\",\"\",末端区間!$C$38)","v":""},"ｍ"]
[]
[null,"29．区　間",null,{"$f":"IF(末端区間!$G$39=\"\",\"\",末端区間!$G$39)","v":""}]
[null,null,"① 仮定口径",null,"=",{"$f":"IF(末端区間!$I$39=\"\",\"\",末端区間!$I$39)","v":""},"ｍｍ"]
[null,null,"② 管延長",null,"=",{"$f":"IF(末端区間!$J$39=\"\",\"\",末端区間!$J$39)","v":""},"ｍ"]
[null,null,"③ 直管換算長",null,"=",{"$f":"IF(末端区間!$AW$39=\"\",\"\",末端区間!$AW$39)","v":""},"ｍ"]
[null,null,"④ 流量",null,"=",{"$f":"IF(末端区間!$H$39=\"\",\"\",末端区間!$H$39)","v":""},"Ｌ/sec"]
[null,null,"⑤ 動水勾配",null,"=",{"$f":"IF(末端区間!$AE$39=\"\",\"\",末端区間!$AE$39)","v":""},"‰",{"$f":"IF(末端区間!$AD$39=\"\",\"\",IF(末端区間!$AD$39=\"W\",\"（ウエストン公式より）\",\"（Ｈ．ウィリアムス公式より）\"))","v":""}]
[null,null,"⑥ 損失水頭",null,"=","⑤×(②＋③)"]
[null,null,null,null,"=",{"$f":"IF(F482=\"\",\"\",F482/1000)","v":""},"× (",{"$f":"IF(F479=\"\",\"\",F479)","v":""},"＋",{"$f":"IF(F480=\"\",\"\",F480)","v":""},")"]
[null,null,null,null,"=",{"$f":"IF(末端区間!$AG$39=\"\",\"\",末端区間!$AG$39)","v":""},"ｍ"]
[null,null,"⑦ 立上り",null,"=",{"$f":"IF(末端区間!$K$39=\"\",0,ROUND(末端区間!$K$39,2))","v":0},"ｍ"]
[null,null,"⑧ 区間所要水頭 m29",null,"=","⑥＋⑦"]
[null,null,null,null,"=",{"$f":"IF(F485=\"\",\"\",F485)","v":""},"＋",{"$f":"IF(F486=\"\",\"\",F486)","v":0}]
[null,null,null,null,"=",{"$f":"IF(末端区間!$D$39=\"\",\"\",末端区間!$D$39)","v":""},"ｍ"]
[null,null,"⑨ 累計所要水頭 M29",null,"=","m29＋M28"]
[null,null,null,null,"=",{"$f":"IF(F489=\"\",\"\",F489)","v":""},"＋",{"$f":"IF(F475=\"\",\"\",F475)","v":""}]
[null,null,null,null,"=",{"$f":"IF(末端区間!$C$39=\"\",\"\",末端区間!$C$39)","v":""},"ｍ"]
[]
[null,"30．区　間",null,{"$f":"IF(末端区間!$G$40=\"\",\"\",末端区間!$G$40)","v":""}]
[null,null,"① 仮定口径",null,"=",{"$f":"IF(末端区間!$I$40=\"\",\"\",末端区間!$I$40)","v":""},"ｍｍ"]
[null,null,"② 管延長",null,"=",{"$f":"IF(末端区間!$J$40=\"\",\"\",末端区間!$J$40)","v":""},"ｍ"]
[null,null,"③ 直管換算長",null,"=",{"$f":"IF(末端区間!$AW$40=\"\",\"\",末端区間!$AW$40)","v":""},"ｍ"]
[null,null,"④ 流量",null,"=",{"$f":"IF(末端区間!$H$40=\"\",\"\",末端区間!$H$40)","v":""},"Ｌ/sec"]
[null,null,"⑤ 動水勾配",null,"=",{"$f":"IF(末端区間!$AE$40=\"\",\"\",末端区間!$AE$40)","v":""},"‰",{"$f":"IF(末端区間!$AD$40=\"\",\"\",IF(末端区間!$AD$40=\"W\",\"（ウエストン公式より）\",\"（Ｈ．ウィリアムス公式より）\"))","v":""}]
[null,null,"⑥ 損失水頭",null,"=","⑤×(②＋③)"]
[null,null,null,null,"=",{"$f":"IF(F499=\"\",\"\",F499/1000)","v":""},"× (",{"$f":"IF(F496=\"\",\"\",F496)","v":""},"＋",{"$f":"IF(F497=\"\",\"\",F497)","v":""},")"]
[null,null,null,null,"=",{"$f":"IF(末端区間!$AG$40=\"\",\"\",末端区間!$AG$40)","v":""},"ｍ"]
[null,null,"⑦ 立上り",null,"=",{"$f":"IF(末端区間!$K$40=\"\",0,ROUND(末端区間!$K$40,2))","v":0},"ｍ"]
[null,null,"⑧ 区間所要水頭 m30",null,"=","⑥＋⑦"]
[null,null,null,null,"=",{"$f":"IF(F502=\"\",\"\",F502)","v":""},"＋",{"$f":"IF(F503=\"\",\"\",F503)","v":0}]
[null,null,null,null,"=",{"$f":"IF(末端区間!$D$40=\"\",\"\",末端区間!$D$40)","v":""},"ｍ"]
[null,null,"⑨ 累計所要水頭 M30",null,"=","m30＋M29"]
[null,null,null,null,"=",{"$f":"IF(F506=\"\",\"\",F506)","v":""},"＋",{"$f":"IF(F492=\"\",\"\",F492)","v":""}]
[null,null,null,null,"=",{"$f":"IF(末端区間!$C$40=\"\",\"\",末端区間!$C$40)","v":""},"ｍ"]
[]
[null,"31．区　間",null,{"$f":"IF(末端区間!$G$41=\"\",\"\",末端区間!$G$41)","v":""}]
[null,null,"① 仮定口径",null,"=",{"$f":"IF(末端区間!$I$41=\"\",\"\",末端区間!$I$41)","v":""},"ｍｍ"]
[null,null,"② 管延長",null,"=",{"$f":"IF(末端区間!$J$41=\"\",\"\",末端区間!$J$41)","v":""},"ｍ"]
[null,null,"③ 直管換算長",null,"=",{"$f":"IF(末端区間!$AW$41=\"\",\"\",末端区間!$AW$41)","v":""},"ｍ"]
[null,null,"④ 流量",null,"=",{"$f":"IF(末端区間!$H$41=\"\",\"\",末端区間!$H$41)","v":""},"Ｌ/sec"]
[null,null,"⑤ 動水勾配",null,"=",{"$f":"IF(末端区間!$AE$41=\"\",\"\",末端区間!$AE$41)","v":""},"‰",{"$f":"IF(末端区間!$AD$41=\"\",\"\",IF(末端区間!$AD$41=\"W\",\"（ウエストン公式より）\",\"（Ｈ．ウィリアムス公式より）\"))","v":""}]
[null,null,"⑥ 損失水頭",null,"=","⑤×(②＋③)"]
[null,null,null,null,"=",{"$f":"IF(F516=\"\",\"\",F516/1000)","v":""},"× (",{"$f":"IF(F513=\"\",\"\",F513)","v":""},"＋",{"$f":"IF(F514=\"\",\"\",F514)","v":""},")"]
[null,null,null,null,"=",{"$f":"IF(末端区間!$AG$41=\"\",\"\",末端区間!$AG$41)","v":""},"ｍ"]
[null,null,"⑦ 立上り",null,"=",{"$f":"IF(末端区間!$K$41=\"\",0,ROUND(末端区間!$K$41,2))","v":0},"ｍ"]
[null,null,"⑧ 区間所要水頭 m31",null,"=","⑥＋⑦"]
[null,null,null,null,"=",{"$f":"IF(F519=\"\",\"\",F519)","v":""},"＋",{"$f":"IF(F520=\"\",\"\",F520)","v":0}]
[null,null,null,null,"=",{"$f":"IF(末端区間!$D$41=\"\",\"\",末端区間!$D$41)","v":""},"ｍ"]
[null,null,"⑨ 累計所要水頭 M31",null,"=","m31＋M30"]
[null,null,null,null,"=",{"$f":"IF(F523=\"\",\"\",F523)","v":""},"＋",{"$f":"IF(F509=\"\",\"\",F509)","v":""}]
[null,null,null,null,"=",{"$f":"IF(末端区間!$C$41=\"\",\"\",末端区間!$C$41)","v":""},"ｍ"]
[]
[null,"32．区　間",null,{"$f":"IF(末端区間!$G$42=\"\",\"\",末端区間!$G$42)","v":""}]
[null,null,"① 仮定口径",null,"=",{"$f":"IF(末端区間!$I$42=\"\",\"\",末端区間!$I$42)","v":""},"ｍｍ"]
[null,null,"② 管延長",null,"=",{"$f":"IF(末端区間!$J$42=\"\",\"\",末端区間!$J$42)","v":""},"ｍ"]
[null,null,"③ 直管換算長",null,"=",{"$f":"IF(末端区間!$AW$42=\"\",\"\",末端区間!$AW$42)","v":""},"ｍ"]
[null,null,"④ 流量",null,"=",{"$f":"IF(末端区間!$H$42=\"\",\"\",末端区間!$H$42)","v":""},"Ｌ/sec"]
[null,null,"⑤ 動水勾配",null,"=",{"$f":"IF(末端区間!$AE$42=\"\",\"\",末端区間!$AE$42)","v":""},"‰",{"$f":"IF(末端区間!$AD$42=\"\",\"\",IF(末端区間!$AD$42=\"W\",\"（ウエストン公式より）\",\"（Ｈ．ウィリアムス公式より）\"))","v":""}]
[null,null,"⑥ 損失水頭",null,"=","⑤×(②＋③)"]
[null,null,null,null,"=",{"$f":"IF(F533=\"\",\"\",F533/1000)","v":""},"× (",{"$f":"IF(F530=\"\",\"\",F530)","v":""},"＋",{"$f":"IF(F531=\"\",\"\",F531)","v":""},")"]
[null,null,null,null,"=",{"$f":"IF(末端区間!$AG$42=\"\",\"\",末端区間!$AG$42)","v":""},"ｍ"]
[null,null,"⑦ 立上り",null,"=",{"$f":"IF(末端区間!$K$42=\"\",0,ROUND(末端区間!$K$42,2))","v":0},"ｍ"]
[null,null,"⑧ 区間所要水頭 m32",null,"=","⑥＋⑦"]
[null,null,null,null,"=",{"$f":"IF(F536=\"\",\"\",F536)","v":""},"＋",{"$f":"IF(F537=\"\",\"\",F537)","v":0}]
[null,null,null,null,"=",{"$f":"IF(末端区間!$D$42=\"\",\"\",末端区間!$D$42)","v":""},"ｍ"]
[null,null,"⑨ 累計所要水頭 M32",null,"=","m32＋M31"]
[null,null,null,null,"=",{"$f":"IF(F540=\"\",\"\",F540)","v":""},"＋",{"$f":"IF(F526=\"\",\"\",F526)","v":""}]
[null,null,null,null,"=",{"$f":"IF(末端区間!$C$42=\"\",\"\",末端区間!$C$42)","v":""},"ｍ"]
[]
[null,"33．区　間",null,{"$f":"IF(末端区間!$G$43=\"\",\"\",末端区間!$G$43)","v":""}]
[null,null,"① 仮定口径",null,"=",{"$f":"IF(末端区間!$I$43=\"\",\"\",末端区間!$I$43)","v":""},"ｍｍ"]
[null,null,"② 管延長",null,"=",{"$f":"IF(末端区間!$J$43=\"\",\"\",末端区間!$J$43)","v":""},"ｍ"]
[null,null,"③ 直管換算長",null,"=",{"$f":"IF(末端区間!$AW$43=\"\",\"\",末端区間!$AW$43)","v":""},"ｍ"]
[null,null,"④ 流量",null,"=",{"$f":"IF(末端区間!$H$43=\"\",\"\",末端区間!$H$43)","v":""},"Ｌ/sec"]
[null,null,"⑤ 動水勾配",null,"=",{"$f":"IF(末端区間!$AE$43=\"\",\"\",末端区間!$AE$43)","v":""},"‰",{"$f":"IF(末端区間!$AD$43=\"\",\"\",IF(末端区間!$AD$43=\"W\",\"（ウエストン公式より）\",\"（Ｈ．ウィリアムス公式より）\"))","v":""}]
[null,null,"⑥ 損失水頭",null,"=","⑤×(②＋③)"]
[null,null,null,null,"=",{"$f":"IF(F550=\"\",\"\",F550/1000)","v":""},"× (",{"$f":"IF(F547=\"\",\"\",F547)","v":""},"＋",{"$f":"IF(F548=\"\",\"\",F548)","v":""},")"]
[null,null,null,null,"=",{"$f":"IF(末端区間!$AG$43=\"\",\"\",末端区間!$AG$43)","v":""},"ｍ"]
[null,null,"⑦ 立上り",null,"=",{"$f":"IF(末端区間!$K$43=\"\",0,ROUND(末端区間!$K$43,2))","v":0},"ｍ"]
[null,null,"⑧ 区間所要水頭 m33",null,"=","⑥＋⑦"]
[null,null,null,null,"=",{"$f":"IF(F553=\"\",\"\",F553)","v":""},"＋",{"$f":"IF(F554=\"\",\"\",F554)","v":0}]
[null,null,null,null,"=",{"$f":"IF(末端区間!$D$43=\"\",\"\",末端区間!$D$43)","v":""},"ｍ"]
[null,null,"⑨ 累計所要水頭 M33",null,"=","m33＋M32"]
[null,null,null,null,"=",{"$f":"IF(F557=\"\",\"\",F557)","v":""},"＋",{"$f":"IF(F543=\"\",\"\",F543)","v":""}]
[null,null,null,null,"=",{"$f":"IF(末端区間!$C$43=\"\",\"\",末端区間!$C$43)","v":""},"ｍ"]
[]
[null,"34．区　間",null,{"$f":"IF(末端区間!$G$44=\"\",\"\",末端区間!$G$44)","v":""}]
[null,null,"① 仮定口径",null,"=",{"$f":"IF(末端区間!$I$44=\"\",\"\",末端区間!$I$44)","v":""},"ｍｍ"]
[null,null,"② 管延長",null,"=",{"$f":"IF(末端区間!$J$44=\"\",\"\",末端区間!$J$44)","v":""},"ｍ"]
[null,null,"③ 直管換算長",null,"=",{"$f":"IF(末端区間!$AW$44=\"\",\"\",末端区間!$AW$44)","v":""},"ｍ"]
[null,null,"④ 流量",null,"=",{"$f":"IF(末端区間!$H$44=\"\",\"\",末端区間!$H$44)","v":""},"Ｌ/sec"]
[null,null,"⑤ 動水勾配",null,"=",{"$f":"IF(末端区間!$AE$44=\"\",\"\",末端区間!$AE$44)","v":""},"‰",{"$f":"IF(末端区間!$AD$44=\"\",\"\",IF(末端区間!$AD$44=\"W\",\"（ウエストン公式より）\",\"（Ｈ．ウィリアムス公式より）\"))","v":""}]
[null,null,"⑥ 損失水頭",null,"=","⑤×(②＋③)"]
[null,null,null,null,"=",{"$f":"IF(F567=\"\",\"\",F567/1000)","v":""},"× (",{"$f":"IF(F564=\"\",\"\",F564)","v":""},"＋",{"$f":"IF(F565=\"\",\"\",F565)","v":""},")"]
[null,null,null,null,"=",{"$f":"IF(末端区間!$AG$44=\"\",\"\",末端区間!$AG$44)","v":""},"ｍ"]
[null,null,"⑦ 立上り",null,"=",{"$f":"IF(末端区間!$K$44=\"\",0,ROUND(末端区間!$K$44,2))","v":0},"ｍ"]
[null,null,"⑧ 区間所要水頭 m34",null,"=","⑥＋⑦"]
[null,null,null,null,"=",{"$f":"IF(F570=\"\",\"\",F570)","v":""},"＋",{"$f":"IF(F571=\"\",\"\",F571)","v":0}]
[null,null,null,null,"=",{"$f":"IF(末端区間!$D$44=\"\",\"\",末端区間!$D$44)","v":""},"ｍ"]
[null,null,"⑨ 累計所要水頭 M34",null,"=","m34＋M33"]
[null,null,null,null,"=",{"$f":"IF(F574=\"\",\"\",F574)","v":""},"＋",{"$f":"IF(F560=\"\",\"\",F560)","v":""}]
[null,null,null,null,"=",{"$f":"IF(末端区間!$C$44=\"\",\"\",末端区間!$C$44)","v":""},"ｍ"]
[]
[null,"35．区　間",null,{"$f":"IF(末端区間!$G$45=\"\",\"\",末端区間!$G$45)","v":""}]
[null,null,"① 仮定口径",null,"=",{"$f":"IF(末端区間!$I$45=\"\",\"\",末端区間!$I$45)","v":""},"ｍｍ"]
[null,null,"② 管延長",null,"=",{"$f":"IF(末端区間!$J$45=\"\",\"\",末端区間!$J$45)","v":""},"ｍ"]
[null,null,"③ 直管換算長",null,"=",{"$f":"IF(末端区間!$AW$45=\"\",\"\",末端区間!$AW$45)","v":""},"ｍ"]
[null,null,"④ 流量",null,"=",{"$f":"IF(末端区間!$H$45=\"\",\"\",末端区間!$H$45)","v":""},"Ｌ/sec"]
[null,null,"⑤ 動水勾配",null,"=",{"$f":"IF(末端区間!$AE$45=\"\",\"\",末端区間!$AE$45)","v":""},"‰",{"$f":"IF(末端区間!$AD$45=\"\",\"\",IF(末端区間!$AD$45=\"W\",\"（ウエストン公式より）\",\"（Ｈ．ウィリアムス公式より）\"))","v":""}]
[null,null,"⑥ 損失水頭",null,"=","⑤×(②＋③)"]
[null,null,null,null,"=",{"$f":"IF(F584=\"\",\"\",F584/1000)","v":""},"× (",{"$f":"IF(F581=\"\",\"\",F581)","v":""},"＋",{"$f":"IF(F582=\"\",\"\",F582)","v":""},")"]
[null,null,null,null,"=",{"$f":"IF(末端区間!$AG$45=\"\",\"\",末端区間!$AG$45)","v":""},"ｍ"]
[null,null,"⑦ 立上り",null,"=",{"$f":"IF(末端区間!$K$45=\"\",0,ROUND(末端区間!$K$45,2))","v":0},"ｍ"]
[null,null,"⑧ 区間所要水頭 m35",null,"=","⑥＋⑦"]
[null,null,null,null,"=",{"$f":"IF(F587=\"\",\"\",F587)","v":""},"＋",{"$f":"IF(F588=\"\",\"\",F588)","v":0}]
[null,null,null,null,"=",{"$f":"IF(末端区間!$D$45=\"\",\"\",末端区間!$D$45)","v":""},"ｍ"]
[null,null,"⑨ 累計所要水頭 M35",null,"=","m35＋M34"]
[null,null,null,null,"=",{"$f":"IF(F591=\"\",\"\",F591)","v":""},"＋",{"$f":"IF(F577=\"\",\"\",F577)","v":""}]
[null,null,null,null,"=",{"$f":"IF(末端区間!$C$45=\"\",\"\",末端区間!$C$45)","v":""},"ｍ"]
[]
[null,"36．区　間",null,{"$f":"IF(末端区間!$G$46=\"\",\"\",末端区間!$G$46)","v":""}]
[null,null,"① 仮定口径",null,"=",{"$f":"IF(末端区間!$I$46=\"\",\"\",末端区間!$I$46)","v":""},"ｍｍ"]
[null,null,"② 管延長",null,"=",{"$f":"IF(末端区間!$J$46=\"\",\"\",末端区間!$J$46)","v":""},"ｍ"]
[null,null,"③ 直管換算長",null,"=",{"$f":"IF(末端区間!$AW$46=\"\",\"\",末端区間!$AW$46)","v":""},"ｍ"]
[null,null,"④ 流量",null,"=",{"$f":"IF(末端区間!$H$46=\"\",\"\",末端区間!$H$46)","v":""},"Ｌ/sec"]
[null,null,"⑤ 動水勾配",null,"=",{"$f":"IF(末端区間!$AE$46=\"\",\"\",末端区間!$AE$46)","v":""},"‰",{"$f":"IF(末端区間!$AD$46=\"\",\"\",IF(末端区間!$AD$46=\"W\",\"（ウエストン公式より）\",\"（Ｈ．ウィリアムス公式より）\"))","v":""}]
[null,null,"⑥ 損失水頭",null,"=","⑤×(②＋③)"]
[null,null,null,null,"=",{"$f":"IF(F601=\"\",\"\",F601/1000)","v":""},"× (",{"$f":"IF(F598=\"\",\"\",F598)","v":""},"＋",{"$f":"IF(F599=\"\",\"\",F599)","v":""},")"]
[null,null,null,null,"=",{"$f":"IF(末端区間!$AG$46=\"\",\"\",末端区間!$AG$46)","v":""},"ｍ"]
[null,null,"⑦ 立上り",null,"=",{"$f":"IF(末端区間!$K$46=\"\",0,ROUND(末端区間!$K$46,2))","v":0},"ｍ"]
[null,null,"⑧ 区間所要水頭 m36",null,"=","⑥＋⑦"]
[null,null,null,null,"=",{"$f":"IF(F604=\"\",\"\",F604)","v":""},"＋",{"$f":"IF(F605=\"\",\"\",F605)","v":0}]
[null,null,null,null,"=",{"$f":"IF(末端区間!$D$46=\"\",\"\",末端区間!$D$46)","v":""},"ｍ"]
[null,null,"⑨ 累計所要水頭 M36",null,"=","m36＋M35"]
[null,null,null,null,"=",{"$f":"IF(F608=\"\",\"\",F608)","v":""},"＋",{"$f":"IF(F594=\"\",\"\",F594)","v":""}]
[null,null,null,null,"=",{"$f":"IF(末端区間!$C$46=\"\",\"\",末端区間!$C$46)","v":""},"ｍ"]
[]
[null,"37．区　間",null,{"$f":"IF(末端区間!$G$47=\"\",\"\",末端区間!$G$47)","v":""}]
[null,null,"① 仮定口径",null,"=",{"$f":"IF(末端区間!$I$47=\"\",\"\",末端区間!$I$47)","v":""},"ｍｍ"]
[null,null,"② 管延長",null,"=",{"$f":"IF(末端区間!$J$47=\"\",\"\",末端区間!$J$47)","v":""},"ｍ"]
[null,null,"③ 直管換算長",null,"=",{"$f":"IF(末端区間!$AW$47=\"\",\"\",末端区間!$AW$47)","v":""},"ｍ"]
[null,null,"④ 流量",null,"=",{"$f":"IF(末端区間!$H$47=\"\",\"\",末端区間!$H$47)","v":""},"Ｌ/sec"]
[null,null,"⑤ 動水勾配",null,"=",{"$f":"IF(末端区間!$AE$47=\"\",\"\",末端区間!$AE$47)","v":""},"‰",{"$f":"IF(末端区間!$AD$47=\"\",\"\",IF(末端区間!$AD$47=\"W\",\"（ウエストン公式より）\",\"（Ｈ．ウィリアムス公式より）\"))","v":""}]
[null,null,"⑥ 損失水頭",null,"=","⑤×(②＋③)"]
[null,null,null,null,"=",{"$f":"IF(F618=\"\",\"\",F618/1000)","v":""},"× (",{"$f":"IF(F615=\"\",\"\",F615)","v":""},"＋",{"$f":"IF(F616=\"\",\"\",F616)","v":""},")"]
[null,null,null,null,"=",{"$f":"IF(末端区間!$AG$47=\"\",\"\",末端区間!$AG$47)","v":""},"ｍ"]
[null,null,"⑦ 立上り",null,"=",{"$f":"IF(末端区間!$K$47=\"\",0,ROUND(末端区間!$K$47,2))","v":0},"ｍ"]
[null,null,"⑧ 区間所要水頭 m37",null,"=","⑥＋⑦"]
[null,null,null,null,"=",{"$f":"IF(F621=\"\",\"\",F621)","v":""},"＋",{"$f":"IF(F622=\"\",\"\",F622)","v":0}]
[null,null,null,null,"=",{"$f":"IF(末端区間!$D$47=\"\",\"\",末端区間!$D$47)","v":""},"ｍ"]
[null,null,"⑨ 累計所要水頭 M37",null,"=","m37＋M36"]
[null,null,null,null,"=",{"$f":"IF(F625=\"\",\"\",F625)","v":""},"＋",{"$f":"IF(F611=\"\",\"\",F611)","v":""}]
[null,null,null,null,"=",{"$f":"IF(末端区間!$C$47=\"\",\"\",末端区間!$C$47)","v":""},"ｍ"]
[]
[null,"38．区　間",null,{"$f":"IF(末端区間!$G$48=\"\",\"\",末端区間!$G$48)","v":""}]
[null,null,"① 仮定口径",null,"=",{"$f":"IF(末端区間!$I$48=\"\",\"\",末端区間!$I$48)","v":""},"ｍｍ"]
[null,null,"② 管延長",null,"=",{"$f":"IF(末端区間!$J$48=\"\",\"\",末端区間!$J$48)","v":""},"ｍ"]
[null,null,"③ 直管換算長",null,"=",{"$f":"IF(末端区間!$AW$48=\"\",\"\",末端区間!$AW$48)","v":""},"ｍ"]
[null,null,"④ 流量",null,"=",{"$f":"IF(末端区間!$H$48=\"\",\"\",末端区間!$H$48)","v":""},"Ｌ/sec"]
[null,null,"⑤ 動水勾配",null,"=",{"$f":"IF(末端区間!$AE$48=\"\",\"\",末端区間!$AE$48)","v":""},"‰",{"$f":"IF(末端区間!$AD$48=\"\",\"\",IF(末端区間!$AD$48=\"W\",\"（ウエストン公式より）\",\"（Ｈ．ウィリアムス公式より）\"))","v":""}]
[null,null,"⑥ 損失水頭",null,"=","⑤×(②＋③)"]
[null,null,null,null,"=",{"$f":"IF(F635=\"\",\"\",F635/1000)","v":""},"× (",{"$f":"IF(F632=\"\",\"\",F632)","v":""},"＋",{"$f":"IF(F633=\"\",\"\",F633)","v":""},")"]
[null,null,null,null,"=",{"$f":"IF(末端区間!$AG$48=\"\",\"\",末端区間!$AG$48)","v":""},"ｍ"]
[null,null,"⑦ 立上り",null,"=",{"$f":"IF(末端区間!$K$48=\"\",0,ROUND(末端区間!$K$48,2))","v":0},"ｍ"]
[null,null,"⑧ 区間所要水頭 m38",null,"=","⑥＋⑦"]
[null,null,null,null,"=",{"$f":"IF(F638=\"\",\"\",F638)","v":""},"＋",{"$f":"IF(F639=\"\",\"\",F639)","v":0}]
[null,null,null,null,"=",{"$f":"IF(末端区間!$D$48=\"\",\"\",末端区間!$D$48)","v":""},"ｍ"]
[null,null,"⑨ 累計所要水頭 M38",null,"=","m38＋M37"]
[null,null,null,null,"=",{"$f":"IF(F642=\"\",\"\",F642)","v":""},"＋",{"$f":"IF(F628=\"\",\"\",F628)","v":""}]
[null,null,null,null,"=",{"$f":"IF(末端区間!$C$48=\"\",\"\",末端区間!$C$48)","v":""},"ｍ"]
[]
[null,"39．区　間",null,{"$f":"IF(末端区間!$G$49=\"\",\"\",末端区間!$G$49)","v":""}]
[null,null,"① 仮定口径",null,"=",{"$f":"IF(末端区間!$I$49=\"\",\"\",末端区間!$I$49)","v":""},"ｍｍ"]
[null,null,"② 管延長",null,"=",{"$f":"IF(末端区間!$J$49=\"\",\"\",末端区間!$J$49)","v":""},"ｍ"]
[null,null,"③ 直管換算長",null,"=",{"$f":"IF(末端区間!$AW$49=\"\",\"\",末端区間!$AW$49)","v":""},"ｍ"]
[null,null,"④ 流量",null,"=",{"$f":"IF(末端区間!$H$49=\"\",\"\",末端区間!$H$49)","v":""},"Ｌ/sec"]
[null,null,"⑤ 動水勾配",null,"=",{"$f":"IF(末端区間!$AE$49=\"\",\"\",末端区間!$AE$49)","v":""},"‰",{"$f":"IF(末端区間!$AD$49=\"\",\"\",IF(末端区間!$AD$49=\"W\",\"（ウエストン公式より）\",\"（Ｈ．ウィリアムス公式より）\"))","v":""}]
[null,null,"⑥ 損失水頭",null,"=","⑤×(②＋③)"]
[null,null,null,null,"=",{"$f":"IF(F652=\"\",\"\",F652/1000)","v":""},"× (",{"$f":"IF(F649=\"\",\"\",F649)","v":""},"＋",{"$f":"IF(F650=\"\",\"\",F650)","v":""},")"]
[null,null,null,null,"=",{"$f":"IF(末端区間!$AG$49=\"\",\"\",末端区間!$AG$49)","v":""},"ｍ"]
[null,null,"⑦ 立上り",null,"=",{"$f":"IF(末端区間!$K$49=\"\",0,ROUND(末端区間!$K$49,2))","v":0},"ｍ"]
[null,null,"⑧ 区間所要水頭 m39",null,"=","⑥＋⑦"]
[null,null,null,null,"=",{"$f":"IF(F655=\"\",\"\",F655)","v":""},"＋",{"$f":"IF(F656=\"\",\"\",F656)","v":0}]
[null,null,null,null,"=",{"$f":"IF(末端区間!$D$49=\"\",\"\",末端区間!$D$49)","v":""},"ｍ"]
[null,null,"⑨ 累計所要水頭 M39",null,"=","m39＋M38"]
[null,null,null,null,"=",{"$f":"IF(F659=\"\",\"\",F659)","v":""},"＋",{"$f":"IF(F645=\"\",\"\",F645)","v":""}]
[null,null,null,null,"=",{"$f":"IF(末端区間!$C$49=\"\",\"\",末端区間!$C$49)","v":""},"ｍ"]
[]
[null,"40．区　間",null,{"$f":"IF(末端区間!$G$50=\"\",\"\",末端区間!$G$50)","v":""}]
[null,null,"① 仮定口径",null,"=",{"$f":"IF(末端区間!$I$50=\"\",\"\",末端区間!$I$50)","v":""},"ｍｍ"]
[null,null,"② 管延長",null,"=",{"$f":"IF(末端区間!$J$50=\"\",\"\",末端区間!$J$50)","v":""},"ｍ"]
[null,null,"③ 直管換算長",null,"=",{"$f":"IF(末端区間!$AW$50=\"\",\"\",末端区間!$AW$50)","v":""},"ｍ"]
[null,null,"④ 流量",null,"=",{"$f":"IF(末端区間!$H$50=\"\",\"\",末端区間!$H$50)","v":""},"Ｌ/sec"]
[null,null,"⑤ 動水勾配",null,"=",{"$f":"IF(末端区間!$AE$50=\"\",\"\",末端区間!$AE$50)","v":""},"‰",{"$f":"IF(末端区間!$AD$50=\"\",\"\",IF(末端区間!$AD$50=\"W\",\"（ウエストン公式より）\",\"（Ｈ．ウィリアムス公式より）\"))","v":""}]
[null,null,"⑥ 損失水頭",null,"=","⑤×(②＋③)"]
[null,null,null,null,"=",{"$f":"IF(F669=\"\",\"\",F669/1000)","v":""},"× (",{"$f":"IF(F666=\"\",\"\",F666)","v":""},"＋",{"$f":"IF(F667=\"\",\"\",F667)","v":""},")"]
[null,null,null,null,"=",{"$f":"IF(末端区間!$AG$50=\"\",\"\",末端区間!$AG$50)","v":""},"ｍ"]
[null,null,"⑦ 立上り",null,"=",{"$f":"IF(末端区間!$K$50=\"\",0,ROUND(末端区間!$K$50,2))","v":0},"ｍ"]
[null,null,"⑧ 区間所要水頭 m40",null,"=","⑥＋⑦"]
[null,null,null,null,"=",{"$f":"IF(F672=\"\",\"\",F672)","v":""},"＋",{"$f":"IF(F673=\"\",\"\",F673)","v":0}]
[null,null,null,null,"=",{"$f":"IF(末端区間!$D$50=\"\",\"\",末端区間!$D$50)","v":""},"ｍ"]
[null,null,"⑨ 累計所要水頭 M40",null,"=","m40＋M39"]
[null,null,null,null,"=",{"$f":"IF(F676=\"\",\"\",F676)","v":""},"＋",{"$f":"IF(F662=\"\",\"\",F662)","v":""}]
[null,null,null,null,"=",{"$f":"IF(末端区間!$C$50=\"\",\"\",末端区間!$C$50)","v":""},"ｍ"]
[]
[null,"41．区　間",null,{"$f":"IF(末端区間!$G$51=\"\",\"\",末端区間!$G$51)","v":""}]
[null,null,"① 仮定口径",null,"=",{"$f":"IF(末端区間!$I$51=\"\",\"\",末端区間!$I$51)","v":""},"ｍｍ"]
[null,null,"② 管延長",null,"=",{"$f":"IF(末端区間!$J$51=\"\",\"\",末端区間!$J$51)","v":""},"ｍ"]
[null,null,"③ 直管換算長",null,"=",{"$f":"IF(末端区間!$AW$51=\"\",\"\",末端区間!$AW$51)","v":""},"ｍ"]
[null,null,"④ 流量",null,"=",{"$f":"IF(末端区間!$H$51=\"\",\"\",末端区間!$H$51)","v":""},"Ｌ/sec"]
[null,null,"⑤ 動水勾配",null,"=",{"$f":"IF(末端区間!$AE$51=\"\",\"\",末端区間!$AE$51)","v":""},"‰",{"$f":"IF(末端区間!$AD$51=\"\",\"\",IF(末端区間!$AD$51=\"W\",\"（ウエストン公式より）\",\"（Ｈ．ウィリアムス公式より）\"))","v":""}]
[null,null,"⑥ 損失水頭",null,"=","⑤×(②＋③)"]
[null,null,null,null,"=",{"$f":"IF(F686=\"\",\"\",F686/1000)","v":""},"× (",{"$f":"IF(F683=\"\",\"\",F683)","v":""},"＋",{"$f":"IF(F684=\"\",\"\",F684)","v":""},")"]
[null,null,null,null,"=",{"$f":"IF(末端区間!$AG$51=\"\",\"\",末端区間!$AG$51)","v":""},"ｍ"]
[null,null,"⑦ 立上り",null,"=",{"$f":"IF(末端区間!$K$51=\"\",0,ROUND(末端区間!$K$51,2))","v":0},"ｍ"]
[null,null,"⑧ 区間所要水頭 m41",null,"=","⑥＋⑦"]
[null,null,null,null,"=",{"$f":"IF(F689=\"\",\"\",F689)","v":""},"＋",{"$f":"IF(F690=\"\",\"\",F690)","v":0}]
[null,null,null,null,"=",{"$f":"IF(末端区間!$D$51=\"\",\"\",末端区間!$D$51)","v":""},"ｍ"]
[null,null,"⑨ 累計所要水頭 M41",null,"=","m41＋M40"]
[null,null,null,null,"=",{"$f":"IF(F693=\"\",\"\",F693)","v":""},"＋",{"$f":"IF(F679=\"\",\"\",F679)","v":""}]
[null,null,null,null,"=",{"$f":"IF(末端区間!$C$51=\"\",\"\",末端区間!$C$51)","v":""},"ｍ"]
[]
[null,"42．区　間",null,{"$f":"IF(末端区間!$G$52=\"\",\"\",末端区間!$G$52)","v":""}]
[null,null,"① 仮定口径",null,"=",{"$f":"IF(末端区間!$I$52=\"\",\"\",末端区間!$I$52)","v":""},"ｍｍ"]
[null,null,"② 管延長",null,"=",{"$f":"IF(末端区間!$J$52=\"\",\"\",末端区間!$J$52)","v":""},"ｍ"]
[null,null,"③ 直管換算長",null,"=",{"$f":"IF(末端区間!$AW$52=\"\",\"\",末端区間!$AW$52)","v":""},"ｍ"]
[null,null,"④ 流量",null,"=",{"$f":"IF(末端区間!$H$52=\"\",\"\",末端区間!$H$52)","v":""},"Ｌ/sec"]
[null,null,"⑤ 動水勾配",null,"=",{"$f":"IF(末端区間!$AE$52=\"\",\"\",末端区間!$AE$52)","v":""},"‰",{"$f":"IF(末端区間!$AD$52=\"\",\"\",IF(末端区間!$AD$52=\"W\",\"（ウエストン公式より）\",\"（Ｈ．ウィリアムス公式より）\"))","v":""}]
[null,null,"⑥ 損失水頭",null,"=","⑤×(②＋③)"]
[null,null,null,null,"=",{"$f":"IF(F703=\"\",\"\",F703/1000)","v":""},"× (",{"$f":"IF(F700=\"\",\"\",F700)","v":""},"＋",{"$f":"IF(F701=\"\",\"\",F701)","v":""},")"]
[null,null,null,null,"=",{"$f":"IF(末端区間!$AG$52=\"\",\"\",末端区間!$AG$52)","v":""},"ｍ"]
[null,null,"⑦ 立上り",null,"=",{"$f":"IF(末端区間!$K$52=\"\",0,ROUND(末端区間!$K$52,2))","v":0},"ｍ"]
[null,null,"⑧ 区間所要水頭 m42",null,"=","⑥＋⑦"]
[null,null,null,null,"=",{"$f":"IF(F706=\"\",\"\",F706)","v":""},"＋",{"$f":"IF(F707=\"\",\"\",F707)","v":0}]
[null,null,null,null,"=",{"$f":"IF(末端区間!$D$52=\"\",\"\",末端区間!$D$52)","v":""},"ｍ"]
[null,null,"⑨ 累計所要水頭 M42",null,"=","m42＋M41"]
[null,null,null,null,"=",{"$f":"IF(F710=\"\",\"\",F710)","v":""},"＋",{"$f":"IF(F696=\"\",\"\",F696)","v":""}]
[null,null,null,null,"=",{"$f":"IF(末端区間!$C$52=\"\",\"\",末端区間!$C$52)","v":""},"ｍ"]
[]
[null,"43．区　間",null,{"$f":"IF(末端区間!$G$53=\"\",\"\",末端区間!$G$53)","v":""}]
[null,null,"① 仮定口径",null,"=",{"$f":"IF(末端区間!$I$53=\"\",\"\",末端区間!$I$53)","v":""},"ｍｍ"]
[null,null,"② 管延長",null,"=",{"$f":"IF(末端区間!$J$53=\"\",\"\",末端区間!$J$53)","v":""},"ｍ"]
[null,null,"③ 直管換算長",null,"=",{"$f":"IF(末端区間!$AW$53=\"\",\"\",末端区間!$AW$53)","v":""},"ｍ"]
[null,null,"④ 流量",null,"=",{"$f":"IF(末端区間!$H$53=\"\",\"\",末端区間!$H$53)","v":""},"Ｌ/sec"]
[null,null,"⑤ 動水勾配",null,"=",{"$f":"IF(末端区間!$AE$53=\"\",\"\",末端区間!$AE$53)","v":""},"‰",{"$f":"IF(末端区間!$AD$53=\"\",\"\",IF(末端区間!$AD$53=\"W\",\"（ウエストン公式より）\",\"（Ｈ．ウィリアムス公式より）\"))","v":""}]
[null,null,"⑥ 損失水頭",null,"=","⑤×(②＋③)"]
[null,null,null,null,"=",{"$f":"IF(F720=\"\",\"\",F720/1000)","v":""},"× (",{"$f":"IF(F717=\"\",\"\",F717)","v":""},"＋",{"$f":"IF(F718=\"\",\"\",F718)","v":""},")"]
[null,null,null,null,"=",{"$f":"IF(末端区間!$AG$53=\"\",\"\",末端区間!$AG$53)","v":""},"ｍ"]
[null,null,"⑦ 立上り",null,"=",{"$f":"IF(末端区間!$K$53=\"\",0,ROUND(末端区間!$K$53,2))","v":0},"ｍ"]
[null,null,"⑧ 区間所要水頭 m43",null,"=","⑥＋⑦"]
[null,null,null,null,"=",{"$f":"IF(F723=\"\",\"\",F723)","v":""},"＋",{"$f":"IF(F724=\"\",\"\",F724)","v":0}]
[null,null,null,null,"=",{"$f":"IF(末端区間!$D$53=\"\",\"\",末端区間!$D$53)","v":""},"ｍ"]
[null,null,"⑨ 累計所要水頭 M43",null,"=","m43＋M42"]
[null,null,null,null,"=",{"$f":"IF(F727=\"\",\"\",F727)","v":""},"＋",{"$f":"IF(F713=\"\",\"\",F713)","v":""}]
[null,null,null,null,"=",{"$f":"IF(末端区間!$C$53=\"\",\"\",末端区間!$C$53)","v":""},"ｍ"]
[]
[null,"44．区　間",null,{"$f":"IF(末端区間!$G$54=\"\",\"\",末端区間!$G$54)","v":""}]
[null,null,"① 仮定口径",null,"=",{"$f":"IF(末端区間!$I$54=\"\",\"\",末端区間!$I$54)","v":""},"ｍｍ"]
[null,null,"② 管延長",null,"=",{"$f":"IF(末端区間!$J$54=\"\",\"\",末端区間!$J$54)","v":""},"ｍ"]
[null,null,"③ 直管換算長",null,"=",{"$f":"IF(末端区間!$AW$54=\"\",\"\",末端区間!$AW$54)","v":""},"ｍ"]
[null,null,"④ 流量",null,"=",{"$f":"IF(末端区間!$H$54=\"\",\"\",末端区間!$H$54)","v":""},"Ｌ/sec"]
[null,null,"⑤ 動水勾配",null,"=",{"$f":"IF(末端区間!$AE$54=\"\",\"\",末端区間!$AE$54)","v":""},"‰",{"$f":"IF(末端区間!$AD$54=\"\",\"\",IF(末端区間!$AD$54=\"W\",\"（ウエストン公式より）\",\"（Ｈ．ウィリアムス公式より）\"))","v":""}]
[null,null,"⑥ 損失水頭",null,"=","⑤×(②＋③)"]
[null,null,null,null,"=",{"$f":"IF(F737=\"\",\"\",F737/1000)","v":""},"× (",{"$f":"IF(F734=\"\",\"\",F734)","v":""},"＋",{"$f":"IF(F735=\"\",\"\",F735)","v":""},")"]
[null,null,null,null,"=",{"$f":"IF(末端区間!$AG$54=\"\",\"\",末端区間!$AG$54)","v":""},"ｍ"]
[null,null,"⑦ 立上り",null,"=",{"$f":"IF(末端区間!$K$54=\"\",0,ROUND(末端区間!$K$54,2))","v":0},"ｍ"]
[null,null,"⑧ 区間所要水頭 m44",null,"=","⑥＋⑦"]
[null,null,null,null,"=",{"$f":"IF(F740=\"\",\"\",F740)","v":""},"＋",{"$f":"IF(F741=\"\",\"\",F741)","v":0}]
[null,null,null,null,"=",{"$f":"IF(末端区間!$D$54=\"\",\"\",末端区間!$D$54)","v":""},"ｍ"]
[null,null,"⑨ 累計所要水頭 M44",null,"=","m44＋M43"]
[null,null,null,null,"=",{"$f":"IF(F744=\"\",\"\",F744)","v":""},"＋",{"$f":"IF(F730=\"\",\"\",F730)","v":""}]
[null,null,null,null,"=",{"$f":"IF(末端区間!$C$54=\"\",\"\",末端区間!$C$54)","v":""},"ｍ"]
[]
[null,"45．区　間",null,{"$f":"IF(末端区間!$G$55=\"\",\"\",末端区間!$G$55)","v":""}]
[null,null,"① 仮定口径",null,"=",{"$f":"IF(末端区間!$I$55=\"\",\"\",末端区間!$I$55)","v":""},"ｍｍ"]
[null,null,"② 管延長",null,"=",{"$f":"IF(末端区間!$J$55=\"\",\"\",末端区間!$J$55)","v":""},"ｍ"]
[null,null,"③ 直管換算長",null,"=",{"$f":"IF(末端区間!$AW$55=\"\",\"\",末端区間!$AW$55)","v":""},"ｍ"]
[null,null,"④ 流量",null,"=",{"$f":"IF(末端区間!$H$55=\"\",\"\",末端区間!$H$55)","v":""},"Ｌ/sec"]
[null,null,"⑤ 動水勾配",null,"=",{"$f":"IF(末端区間!$AE$55=\"\",\"\",末端区間!$AE$55)","v":""},"‰",{"$f":"IF(末端区間!$AD$55=\"\",\"\",IF(末端区間!$AD$55=\"W\",\"（ウエストン公式より）\",\"（Ｈ．ウィリアムス公式より）\"))","v":""}]
[null,null,"⑥ 損失水頭",null,"=","⑤×(②＋③)"]
[null,null,null,null,"=",{"$f":"IF(F754=\"\",\"\",F754/1000)","v":""},"× (",{"$f":"IF(F751=\"\",\"\",F751)","v":""},"＋",{"$f":"IF(F752=\"\",\"\",F752)","v":""},")"]
[null,null,null,null,"=",{"$f":"IF(末端区間!$AG$55=\"\",\"\",末端区間!$AG$55)","v":""},"ｍ"]
[null,null,"⑦ 立上り",null,"=",{"$f":"IF(末端区間!$K$55=\"\",0,ROUND(末端区間!$K$55,2))","v":0},"ｍ"]
[null,null,"⑧ 区間所要水頭 m45",null,"=","⑥＋⑦"]
[null,null,null,null,"=",{"$f":"IF(F757=\"\",\"\",F757)","v":""},"＋",{"$f":"IF(F758=\"\",\"\",F758)","v":0}]
[null,null,null,null,"=",{"$f":"IF(末端区間!$D$55=\"\",\"\",末端区間!$D$55)","v":""},"ｍ"]
[null,null,"⑨ 累計所要水頭 M45",null,"=","m45＋M44"]
[null,null,null,null,"=",{"$f":"IF(F761=\"\",\"\",F761)","v":""},"＋",{"$f":"IF(F747=\"\",\"\",F747)","v":""}]
[null,null,null,null,"=",{"$f":"IF(末端区間!$C$55=\"\",\"\",末端区間!$C$55)","v":""},"ｍ"]
[]
[null,"46．区　間",null,{"$f":"IF(末端区間!$G$56=\"\",\"\",末端区間!$G$56)","v":""}]
[null,null,"① 仮定口径",null,"=",{"$f":"IF(末端区間!$I$56=\"\",\"\",末端区間!$I$56)","v":""},"ｍｍ"]
[null,null,"② 管延長",null,"=",{"$f":"IF(末端区間!$J$56=\"\",\"\",末端区間!$J$56)","v":""},"ｍ"]
[null,null,"③ 直管換算長",null,"=",{"$f":"IF(末端区間!$AW$56=\"\",\"\",末端区間!$AW$56)","v":""},"ｍ"]
[null,null,"④ 流量",null,"=",{"$f":"IF(末端区間!$H$56=\"\",\"\",末端区間!$H$56)","v":""},"Ｌ/sec"]
[null,null,"⑤ 動水勾配",null,"=",{"$f":"IF(末端区間!$AE$56=\"\",\"\",末端区間!$AE$56)","v":""},"‰",{"$f":"IF(末端区間!$AD$56=\"\",\"\",IF(末端区間!$AD$56=\"W\",\"（ウエストン公式より）\",\"（Ｈ．ウィリアムス公式より）\"))","v":""}]
[null,null,"⑥ 損失水頭",null,"=","⑤×(②＋③)"]
[null,null,null,null,"=",{"$f":"IF(F771=\"\",\"\",F771/1000)","v":""},"× (",{"$f":"IF(F768=\"\",\"\",F768)","v":""},"＋",{"$f":"IF(F769=\"\",\"\",F769)","v":""},")"]
[null,null,null,null,"=",{"$f":"IF(末端区間!$AG$56=\"\",\"\",末端区間!$AG$56)","v":""},"ｍ"]
[null,null,"⑦ 立上り",null,"=",{"$f":"IF(末端区間!$K$56=\"\",0,ROUND(末端区間!$K$56,2))","v":0},"ｍ"]
[null,null,"⑧ 区間所要水頭 m46",null,"=","⑥＋⑦"]
[null,null,null,null,"=",{"$f":"IF(F774=\"\",\"\",F774)","v":""},"＋",{"$f":"IF(F775=\"\",\"\",F775)","v":0}]
[null,null,null,null,"=",{"$f":"IF(末端区間!$D$56=\"\",\"\",末端区間!$D$56)","v":""},"ｍ"]
[null,null,"⑨ 累計所要水頭 M46",null,"=","m46＋M45"]
[null,null,null,null,"=",{"$f":"IF(F778=\"\",\"\",F778)","v":""},"＋",{"$f":"IF(F764=\"\",\"\",F764)","v":""}]
[null,null,null,null,"=",{"$f":"IF(末端区間!$C$56=\"\",\"\",末端区間!$C$56)","v":""},"ｍ"]
[]
[null,"47．区　間",null,{"$f":"IF(末端区間!$G$57=\"\",\"\",末端区間!$G$57)","v":""}]
[null,null,"① 仮定口径",null,"=",{"$f":"IF(末端区間!$I$57=\"\",\"\",末端区間!$I$57)","v":""},"ｍｍ"]
[null,null,"② 管延長",null,"=",{"$f":"IF(末端区間!$J$57=\"\",\"\",末端区間!$J$57)","v":""},"ｍ"]
[null,null,"③ 直管換算長",null,"=",{"$f":"IF(末端区間!$AW$57=\"\",\"\",末端区間!$AW$57)","v":""},"ｍ"]
[null,null,"④ 流量",null,"=",{"$f":"IF(末端区間!$H$57=\"\",\"\",末端区間!$H$57)","v":""},"Ｌ/sec"]
[null,null,"⑤ 動水勾配",null,"=",{"$f":"IF(末端区間!$AE$57=\"\",\"\",末端区間!$AE$57)","v":""},"‰",{"$f":"IF(末端区間!$AD$57=\"\",\"\",IF(末端区間!$AD$57=\"W\",\"（ウエストン公式より）\",\"（Ｈ．ウィリアムス公式より）\"))","v":""}]
[null,null,"⑥ 損失水頭",null,"=","⑤×(②＋③)"]
[null,null,null,null,"=",{"$f":"IF(F788=\"\",\"\",F788/1000)","v":""},"× (",{"$f":"IF(F785=\"\",\"\",F785)","v":""},"＋",{"$f":"IF(F786=\"\",\"\",F786)","v":""},")"]
[null,null,null,null,"=",{"$f":"IF(末端区間!$AG$57=\"\",\"\",末端区間!$AG$57)","v":""},"ｍ"]
[null,null,"⑦ 立上り",null,"=",{"$f":"IF(末端区間!$K$57=\"\",0,ROUND(末端区間!$K$57,2))","v":0},"ｍ"]
[null,null,"⑧ 区間所要水頭 m47",null,"=","⑥＋⑦"]
[null,null,null,null,"=",{"$f":"IF(F791=\"\",\"\",F791)","v":""},"＋",{"$f":"IF(F792=\"\",\"\",F792)","v":0}]
[null,null,null,null,"=",{"$f":"IF(末端区間!$D$57=\"\",\"\",末端区間!$D$57)","v":""},"ｍ"]
[null,null,"⑨ 累計所要水頭 M47",null,"=","m47＋M46"]
[null,null,null,null,"=",{"$f":"IF(F795=\"\",\"\",F795)","v":""},"＋",{"$f":"IF(F781=\"\",\"\",F781)","v":""}]
[null,null,null,null,"=",{"$f":"IF(末端区間!$C$57=\"\",\"\",末端区間!$C$57)","v":""},"ｍ"]
[]
[null,"48．区　間",null,{"$f":"IF(末端区間!$G$58=\"\",\"\",末端区間!$G$58)","v":""}]
[null,null,"① 仮定口径",null,"=",{"$f":"IF(末端区間!$I$58=\"\",\"\",末端区間!$I$58)","v":""},"ｍｍ"]
[null,null,"② 管延長",null,"=",{"$f":"IF(末端区間!$J$58=\"\",\"\",末端区間!$J$58)","v":""},"ｍ"]
[null,null,"③ 直管換算長",null,"=",{"$f":"IF(末端区間!$AW$58=\"\",\"\",末端区間!$AW$58)","v":""},"ｍ"]
[null,null,"④ 流量",null,"=",{"$f":"IF(末端区間!$H$58=\"\",\"\",末端区間!$H$58)","v":""},"Ｌ/sec"]
[null,null,"⑤ 動水勾配",null,"=",{"$f":"IF(末端区間!$AE$58=\"\",\"\",末端区間!$AE$58)","v":""},"‰",{"$f":"IF(末端区間!$AD$58=\"\",\"\",IF(末端区間!$AD$58=\"W\",\"（ウエストン公式より）\",\"（Ｈ．ウィリアムス公式より）\"))","v":""}]
[null,null,"⑥ 損失水頭",null,"=","⑤×(②＋③)"]
[null,null,null,null,"=",{"$f":"IF(F805=\"\",\"\",F805/1000)","v":""},"× (",{"$f":"IF(F802=\"\",\"\",F802)","v":""},"＋",{"$f":"IF(F803=\"\",\"\",F803)","v":""},")"]
[null,null,null,null,"=",{"$f":"IF(末端区間!$AG$58=\"\",\"\",末端区間!$AG$58)","v":""},"ｍ"]
[null,null,"⑦ 立上り",null,"=",{"$f":"IF(末端区間!$K$58=\"\",0,ROUND(末端区間!$K$58,2))","v":0},"ｍ"]
[null,null,"⑧ 区間所要水頭 m48",null,"=","⑥＋⑦"]
[null,null,null,null,"=",{"$f":"IF(F808=\"\",\"\",F808)","v":""},"＋",{"$f":"IF(F809=\"\",\"\",F809)","v":0}]
[null,null,null,null,"=",{"$f":"IF(末端区間!$D$58=\"\",\"\",末端区間!$D$58)","v":""},"ｍ"]
[null,null,"⑨ 累計所要水頭 M48",null,"=","m48＋M47"]
[null,null,null,null,"=",{"$f":"IF(F812=\"\",\"\",F812)","v":""},"＋",{"$f":"IF(F798=\"\",\"\",F798)","v":""}]
[null,null,null,null,"=",{"$f":"IF(末端区間!$C$58=\"\",\"\",末端区間!$C$58)","v":""},"ｍ"]
[]
[null,"49．区　間",null,{"$f":"IF(末端区間!$G$59=\"\",\"\",末端区間!$G$59)","v":""}]
[null,null,"① 仮定口径",null,"=",{"$f":"IF(末端区間!$I$59=\"\",\"\",末端区間!$I$59)","v":""},"ｍｍ"]
[null,null,"② 管延長",null,"=",{"$f":"IF(末端区間!$J$59=\"\",\"\",末端区間!$J$59)","v":""},"ｍ"]
[null,null,"③ 直管換算長",null,"=",{"$f":"IF(末端区間!$AW$59=\"\",\"\",末端区間!$AW$59)","v":""},"ｍ"]
[null,null,"④ 流量",null,"=",{"$f":"IF(末端区間!$H$59=\"\",\"\",末端区間!$H$59)","v":""},"Ｌ/sec"]
[null,null,"⑤ 動水勾配",null,"=",{"$f":"IF(末端区間!$AE$59=\"\",\"\",末端区間!$AE$59)","v":""},"‰",{"$f":"IF(末端区間!$AD$59=\"\",\"\",IF(末端区間!$AD$59=\"W\",\"（ウエストン公式より）\",\"（Ｈ．ウィリアムス公式より）\"))","v":""}]
[null,null,"⑥ 損失水頭",null,"=","⑤×(②＋③)"]
[null,null,null,null,"=",{"$f":"IF(F822=\"\",\"\",F822/1000)","v":""},"× (",{"$f":"IF(F819=\"\",\"\",F819)","v":""},"＋",{"$f":"IF(F820=\"\",\"\",F820)","v":""},")"]
[null,null,null,null,"=",{"$f":"IF(末端区間!$AG$59=\"\",\"\",末端区間!$AG$59)","v":""},"ｍ"]
[null,null,"⑦ 立上り",null,"=",{"$f":"IF(末端区間!$K$59=\"\",0,ROUND(末端区間!$K$59,2))","v":0},"ｍ"]
[null,null,"⑧ 区間所要水頭 m49",null,"=","⑥＋⑦"]
[null,null,null,null,"=",{"$f":"IF(F825=\"\",\"\",F825)","v":""},"＋",{"$f":"IF(F826=\"\",\"\",F826)","v":0}]
[null,null,null,null,"=",{"$f":"IF(末端区間!$D$59=\"\",\"\",末端区間!$D$59)","v":""},"ｍ"]
[null,null,"⑨ 累計所要水頭 M49",null,"=","m49＋M48"]
[null,null,null,null,"=",{"$f":"IF(F829=\"\",\"\",F829)","v":""},"＋",{"$f":"IF(F815=\"\",\"\",F815)","v":""}]
[null,null,null,null,"=",{"$f":"IF(末端区間!$C$59=\"\",\"\",末端区間!$C$59)","v":""},"ｍ"]
[]
[null,"50．区　間",null,{"$f":"IF(末端区間!$G$60=\"\",\"\",末端区間!$G$60)","v":""}]
[null,null,"① 仮定口径",null,"=",{"$f":"IF(末端区間!$I$60=\"\",\"\",末端区間!$I$60)","v":""},"ｍｍ"]
[null,null,"② 管延長",null,"=",{"$f":"IF(末端区間!$J$60=\"\",\"\",末端区間!$J$60)","v":""},"ｍ"]
[null,null,"③ 直管換算長",null,"=",{"$f":"IF(末端区間!$AW$60=\"\",\"\",末端区間!$AW$60)","v":""},"ｍ"]
[null,null,"④ 流量",null,"=",{"$f":"IF(末端区間!$H$60=\"\",\"\",末端区間!$H$60)","v":""},"Ｌ/sec"]
[null,null,"⑤ 動水勾配",null,"=",{"$f":"IF(末端区間!$AE$60=\"\",\"\",末端区間!$AE$60)","v":""},"‰",{"$f":"IF(末端区間!$AD$60=\"\",\"\",IF(末端区間!$AD$60=\"W\",\"（ウエストン公式より）\",\"（Ｈ．ウィリアムス公式より）\"))","v":""}]
[null,null,"⑥ 損失水頭",null,"=","⑤×(②＋③)"]
[null,null,null,null,"=",{"$f":"IF(F839=\"\",\"\",F839/1000)","v":""},"× (",{"$f":"IF(F836=\"\",\"\",F836)","v":""},"＋",{"$f":"IF(F837=\"\",\"\",F837)","v":""},")"]
[null,null,null,null,"=",{"$f":"IF(末端区間!$AG$60=\"\",\"\",末端区間!$AG$60)","v":""},"ｍ"]
[null,null,"⑦ 立上り",null,"=",{"$f":"IF(末端区間!$K$60=\"\",0,ROUND(末端区間!$K$60,2))","v":0},"ｍ"]
[null,null,"⑧ 区間所要水頭 m50",null,"=","⑥＋⑦"]
[null,null,null,null,"=",{"$f":"IF(F842=\"\",\"\",F842)","v":""},"＋",{"$f":"IF(F843=\"\",\"\",F843)","v":0}]
[null,null,null,null,"=",{"$f":"IF(末端区間!$D$60=\"\",\"\",末端区間!$D$60)","v":""},"ｍ"]
[null,null,"⑨ 累計所要水頭 M50",null,"=","m50＋M49"]
[null,null,null,null,"=",{"$f":"IF(F846=\"\",\"\",F846)","v":""},"＋",{"$f":"IF(F832=\"\",\"\",F832)","v":""}]
[null,null,null,null,"=",{"$f":"IF(末端区間!$C$60=\"\",\"\",末端区間!$C$60)","v":""},"ｍ"]

{"sheet":"2区間計算末端安全無他損失有","index":45,"n_rows":899,"n_cols":11,"rows_kept":899,"cut":false,"hidden":true,"merged":[[100,7,100,11],[10,7,10,11],[28,7,28,11],[46,7,46,11],[64,7,64,11],[82,7,82,11],[316,7,316,11],[118,7,118,11],[136,7,136,11],[154,7,154,11],[172,7,172,11],[190,7,190,11],[208,7,208,11],[226,7,226,11],[244,7,244,11],[262,7,262,11],[280,7,280,11],[298,7,298,11],[532,7,532,11],[334,7,334,11],[352,7,352,11],[370,7,370,11],[388,7,388,11],[406,7,406,11],[424,7,424,11],[442,7,442,11],[460,7,460,11],[478,7,478,11],[496,7,496,11],[514,7,514,11],[748,7,748,11],[550,7,550,11],[568,7,568,11],[586,7,586,11],[604,7,604,11],[622,7,622,11],[640,7,640,11],[658,7,658,11],[676,7,676,11],[694,7,694,11],[712,7,712,11],[730,7,730,11],[874,7,874,11],[892,7,892,11],[766,7,766,11],[784,7,784,11],[802,7,802,11],[820,7,820,11],[838,7,838,11],[856,7,856,11]]}
[null,"１．区　間",null,{"$f":"IF(末端区間!$G$11=\"\",\"\",末端区間!$G$11)","v":"a-b"}]
[null,null,"① 仮定口径",null,"=",{"$f":"IF(末端区間!$I$11=\"\",\"\",末端区間!$I$11)","v":13},"ｍｍ"]
[null,null,"② 管延長",null,"=",{"$f":"IF(末端区間!$J$11=\"\",\"\",末端区間!$J$11)","v":1.5},"ｍ"]
[null,null,"③ 直管換算長",null,"=",{"$f":"IF(末端区間!$AW$11=\"\",\"\",末端区間!$AW$11)","v":3},"ｍ"]
[null,null,"④ 流量",null,"=",{"$f":"IF(末端区間!$H$11=\"\",\"\",末端区間!$H$11)","v":0.2},"Ｌ/sec"]
[null,null,"⑤ 動水勾配",null,"=",{"$f":"IF(末端区間!$AE$11=\"\",\"\",末端区間!$AE$11)","v":229},"‰",{"$f":"IF(末端区間!$AD$11=\"\",\"\",IF(末端区間!$AD$11=\"W\",\"（ウエストン公式より）\",\"（Ｈ．ウィリアムス公式より）\"))","v":"（ウエストン公式より）"}]
[null,null,"⑥ 損失水頭",null,"=","⑤×(②＋③)"]
[null,null,null,null,"=",{"$f":"IF(F6=\"\",\"\",F6/1000)","v":0.22900000000000001},"× (",{"$f":"IF(F3=\"\",\"\",F3)","v":1.5},"＋",{"$f":"IF(F4=\"\",\"\",F4)","v":3},")"]
[null,null,null,null,"=",{"$f":"IF(末端区間!$AG$11=\"\",\"\",末端区間!$AG$11)","v":1.1299999999999999},"ｍ"]
[null,null,"⑦ 立上り",null,"=",{"$f":"IF(末端区間!$K$11=\"\",0,ROUND(末端区間!$K$11,2))","v":0.8},"ｍ"]
[null,null,"⑧ 他損失水頭等",null,"=",{"$f":"IF(末端区間!$AA$11=\"\",0,ROUND(末端区間!$AA$11,2))","v":3},"ｍ",{"$f":"IF(末端区間!$AB$11=\"\",\"\",\"（\"&末端区間!$AB$11&\"）\")","v":"（給水用具の所要水頭）"}]
[null,null,"⑨ 区間所要水頭 m1",null,"=","⑥＋⑦＋⑧"]
[null,null,null,null,"=",{"$f":"IF(F9=\"\",\"\",F9)","v":1.1299999999999999},"＋",{"$f":"IF(F10=\"\",\"\",F10)","v":0.8},"＋",{"$f":"IF(F11=\"\",\"\",F11)","v":3}]
[null,null,null,null,"=",{"$f":"IF(末端区間!$D$11=\"\",\"\",末端区間!$D$11)","v":1.93},"ｍ"]
[null,null,"⑩ 累計所要水頭 M1",null,"=","m1"]
[null,null,null,null,"=",{"$f":"IF(末端区間!$C$11=\"\",\"\",末端区間!$C$11)","v":1.93},"ｍ"]
[]
[]
[null,"２．区　間",null,{"$f":"IF(末端区間!$G$12=\"\",\"\",末端区間!$G$12)","v":"b-c"}]
[null,null,"① 仮定口径",null,"=",{"$f":"IF(末端区間!$I$12=\"\",\"\",末端区間!$I$12)","v":20},"ｍｍ"]
[null,null,"② 管延長",null,"=",{"$f":"IF(末端区間!$J$12=\"\",\"\",末端区間!$J$12)","v":1.5},"ｍ"]
[null,null,"③ 直管換算長",null,"=",{"$f":"IF(末端区間!$AW$12=\"\",\"\",末端区間!$AW$12)","v":0},"ｍ"]
[null,null,"④ 流量",null,"=",{"$f":"IF(末端区間!$H$12=\"\",\"\",末端区間!$H$12)","v":0.33},"Ｌ/sec"]
[null,null,"⑤ 動水勾配",null,"=",{"$f":"IF(末端区間!$AE$12=\"\",\"\",末端区間!$AE$12)","v":78},"‰",{"$f":"IF(末端区間!$AD$12=\"\",\"\",IF(末端区間!$AD$12=\"W\",\"（ウエストン公式より）\",\"（Ｈ．ウィリアムス公式より）\"))","v":"（ウエストン公式より）"}]
[null,null,"⑥ 損失水頭",null,"=","⑤×(②＋③)"]
[null,null,null,null,"=",{"$f":"IF(F24=\"\",\"\",F24/1000)","v":7.8E-2},"× (",{"$f":"IF(F21=\"\",\"\",F21)","v":1.5},"＋",{"$f":"IF(F22=\"\",\"\",F22)","v":0},")"]
[null,null,null,null,"=",{"$f":"IF(末端区間!$AG$12=\"\",\"\",末端区間!$AG$12)","v":0.13},"ｍ"]
[null,null,"⑦ 立上り",null,"=",{"$f":"IF(末端区間!$K$12=\"\",0,ROUND(末端区間!$K$12,2))","v":0},"ｍ"]
[null,null,"⑧ 他損失水頭等",null,"=",{"$f":"IF(末端区間!$AA$12=\"\",0,ROUND(末端区間!$AA$12,2))","v":0},"ｍ",{"$f":"IF(末端区間!$AB$12=\"\",\"\",\"（\"&末端区間!$AB$12&\"）\")","v":""}]
[null,null,"⑨ 区間所要水頭 m2",null,"=","⑥＋⑦＋⑧"]
[null,null,null,null,"=",{"$f":"IF(F27=\"\",\"\",F27)","v":0.13},"＋",{"$f":"IF(F28=\"\",\"\",F28)","v":0},"＋",{"$f":"IF(F29=\"\",\"\",F29)","v":0}]
[null,null,null,null,"=",{"$f":"IF(末端区間!$D$12=\"\",\"\",末端区間!$D$12)","v":0.13},"ｍ"]
[null,null,"⑩ 累計所要水頭 M2",null,"=","m2＋M1"]
[null,null,null,null,"=",{"$f":"IF(F32=\"\",\"\",F32)","v":0.13},"＋",{"$f":"IF(F16=\"\",\"\",F16)","v":1.93}]
[null,null,null,null,"=",{"$f":"IF(末端区間!$C$12=\"\",\"\",末端区間!$C$12)","v":2.06},"ｍ"]
[]
[null,"３．区　間",null,{"$f":"IF(末端区間!$G$13=\"\",\"\",末端区間!$G$13)","v":"c-d"}]
[null,null,"① 仮定口径",null,"=",{"$f":"IF(末端区間!$I$13=\"\",\"\",末端区間!$I$13)","v":20},"ｍｍ"]
[null,null,"② 管延長",null,"=",{"$f":"IF(末端区間!$J$13=\"\",\"\",末端区間!$J$13)","v":4},"ｍ"]
[null,null,"③ 直管換算長",null,"=",{"$f":"IF(末端区間!$AW$13=\"\",\"\",末端区間!$AW$13)","v":6.15},"ｍ"]
[null,null,"④ 流量",null,"=",{"$f":"IF(末端区間!$H$13=\"\",\"\",末端区間!$H$13)","v":0.53},"Ｌ/sec"]
[null,null,"⑤ 動水勾配",null,"=",{"$f":"IF(末端区間!$AE$13=\"\",\"\",末端区間!$AE$13)","v":177},"‰",{"$f":"IF(末端区間!$AD$13=\"\",\"\",IF(末端区間!$AD$13=\"W\",\"（ウエストン公式より）\",\"（Ｈ．ウィリアムス公式より）\"))","v":"（ウエストン公式より）"}]
[null,null,"⑥ 損失水頭",null,"=","⑤×(②＋③)"]
[null,null,null,null,"=",{"$f":"IF(F42=\"\",\"\",F42/1000)","v":0.17699999999999999},"× (",{"$f":"IF(F39=\"\",\"\",F39)","v":4},"＋",{"$f":"IF(F40=\"\",\"\",F40)","v":6.15},")"]
[null,null,null,null,"=",{"$f":"IF(末端区間!$AG$13=\"\",\"\",末端区間!$AG$13)","v":1.98},"ｍ"]
[null,null,"⑦ 立上り",null,"=",{"$f":"IF(末端区間!$K$13=\"\",0,ROUND(末端区間!$K$13,2))","v":2.5},"ｍ"]
[null,null,"⑧ 他損失水頭等",null,"=",{"$f":"IF(末端区間!$AA$13=\"\",0,ROUND(末端区間!$AA$13,2))","v":0},"ｍ",{"$f":"IF(末端区間!$AB$13=\"\",\"\",\"（\"&末端区間!$AB$13&\"）\")","v":""}]
[null,null,"⑨ 区間所要水頭 m3",null,"=","⑥＋⑦＋⑧"]
[null,null,null,null,"=",{"$f":"IF(F45=\"\",\"\",F45)","v":1.98},"＋",{"$f":"IF(F46=\"\",\"\",F46)","v":2.5},"＋",{"$f":"IF(F47=\"\",\"\",F47)","v":0}]
[null,null,null,null,"=",{"$f":"IF(末端区間!$D$13=\"\",\"\",末端区間!$D$13)","v":4.4800000000000004},"ｍ"]
[null,null,"⑩ 累計所要水頭 M3",null,"=","m3＋M2"]
[null,null,null,null,"=",{"$f":"IF(F50=\"\",\"\",F50)","v":4.4800000000000004},"＋",{"$f":"IF(F35=\"\",\"\",F35)","v":2.06}]
[null,null,null,null,"=",{"$f":"IF(末端区間!$C$13=\"\",\"\",末端区間!$C$13)","v":6.5400000000000009},"ｍ"]
[]
[null,"４．区　間",null,{"$f":"IF(末端区間!$G$14=\"\",\"\",末端区間!$G$14)","v":""}]
[null,null,"① 仮定口径",null,"=",{"$f":"IF(末端区間!$I$14=\"\",\"\",末端区間!$I$14)","v":""},"ｍｍ"]
[null,null,"② 管延長",null,"=",{"$f":"IF(末端区間!$J$14=\"\",\"\",末端区間!$J$14)","v":""},"ｍ"]
[null,null,"③ 直管換算長",null,"=",{"$f":"IF(末端区間!$AW$14=\"\",\"\",末端区間!$AW$14)","v":""},"ｍ"]
[null,null,"④ 流量",null,"=",{"$f":"IF(末端区間!$H$14=\"\",\"\",末端区間!$H$14)","v":""},"Ｌ/sec"]
[null,null,"⑤ 動水勾配",null,"=",{"$f":"IF(末端区間!$AE$14=\"\",\"\",末端区間!$AE$14)","v":""},"‰",{"$f":"IF(末端区間!$AD$14=\"\",\"\",IF(末端区間!$AD$14=\"W\",\"（ウエストン公式より）\",\"（Ｈ．ウィリアムス公式より）\"))","v":""}]
[null,null,"⑥ 損失水頭",null,"=","⑤×(②＋③)"]
[null,null,null,null,"=",{"$f":"IF(F60=\"\",\"\",F60/1000)","v":""},"× (",{"$f":"IF(F57=\"\",\"\",F57)","v":""},"＋",{"$f":"IF(F58=\"\",\"\",F58)","v":""},")"]
[null,null,null,null,"=",{"$f":"IF(末端区間!$AG$14=\"\",\"\",末端区間!$AG$14)","v":""},"ｍ"]
[null,null,"⑦ 立上り",null,"=",{"$f":"IF(末端区間!$K$14=\"\",0,ROUND(末端区間!$K$14,2))","v":0},"ｍ"]
[null,null,"⑧ 他損失水頭等",null,"=",{"$f":"IF(末端区間!$AA$14=\"\",0,ROUND(末端区間!$AA$14,2))","v":0},"ｍ",{"$f":"IF(末端区間!$AB$14=\"\",\"\",\"（\"&末端区間!$AB$14&\"）\")","v":""}]
[null,null,"⑨ 区間所要水頭 m4",null,"=","⑥＋⑦＋⑧"]
[null,null,null,null,"=",{"$f":"IF(F63=\"\",\"\",F63)","v":""},"＋",{"$f":"IF(F64=\"\",\"\",F64)","v":0},"＋",{"$f":"IF(F65=\"\",\"\",F65)","v":0}]
[null,null,null,null,"=",{"$f":"IF(末端区間!$D$14=\"\",\"\",末端区間!$D$14)","v":""},"ｍ"]
[null,null,"⑩ 累計所要水頭 M4",null,"=","m4＋M3"]
[null,null,null,null,"=",{"$f":"IF(F68=\"\",\"\",F68)","v":""},"＋",{"$f":"IF(F53=\"\",\"\",F53)","v":6.5400000000000009}]
[null,null,null,null,"=",{"$f":"IF(末端区間!$C$14=\"\",\"\",末端区間!$C$14)","v":""},"ｍ"]
[]
[null,"５．区　間",null,{"$f":"IF(末端区間!$G$15=\"\",\"\",末端区間!$G$15)","v":""}]
[null,null,"① 仮定口径",null,"=",{"$f":"IF(末端区間!$I$15=\"\",\"\",末端区間!$I$15)","v":""},"ｍｍ"]
[null,null,"② 管延長",null,"=",{"$f":"IF(末端区間!$J$15=\"\",\"\",末端区間!$J$15)","v":""},"ｍ"]
[null,null,"③ 直管換算長",null,"=",{"$f":"IF(末端区間!$AW$15=\"\",\"\",末端区間!$AW$15)","v":""},"ｍ"]
[null,null,"④ 流量",null,"=",{"$f":"IF(末端区間!$H$15=\"\",\"\",末端区間!$H$15)","v":""},"Ｌ/sec"]
[null,null,"⑤ 動水勾配",null,"=",{"$f":"IF(末端区間!$AE$15=\"\",\"\",末端区間!$AE$15)","v":""},"‰",{"$f":"IF(末端区間!$AD$15=\"\",\"\",IF(末端区間!$AD$15=\"W\",\"（ウエストン公式より）\",\"（Ｈ．ウィリアムス公式より）\"))","v":""}]
[null,null,"⑥ 損失水頭",null,"=","⑤×(②＋③)"]
[null,null,null,null,"=",{"$f":"IF(F78=\"\",\"\",F78/1000)","v":""},"× (",{"$f":"IF(F75=\"\",\"\",F75)","v":""},"＋",{"$f":"IF(F76=\"\",\"\",F76)","v":""},")"]
[null,null,null,null,"=",{"$f":"IF(末端区間!$AG$15=\"\",\"\",末端区間!$AG$15)","v":""},"ｍ"]
[null,null,"⑦ 立上り",null,"=",{"$f":"IF(末端区間!$K$15=\"\",0,ROUND(末端区間!$K$15,2))","v":0},"ｍ"]
[null,null,"⑧ 他損失水頭等",null,"=",{"$f":"IF(末端区間!$AA$15=\"\",0,ROUND(末端区間!$AA$15,2))","v":0},"ｍ",{"$f":"IF(末端区間!$AB$15=\"\",\"\",\"（\"&末端区間!$AB$15&\"）\")","v":""}]
[null,null,"⑨ 区間所要水頭 m5",null,"=","⑥＋⑦＋⑧"]
[null,null,null,null,"=",{"$f":"IF(F81=\"\",\"\",F81)","v":""},"＋",{"$f":"IF(F82=\"\",\"\",F82)","v":0},"＋",{"$f":"IF(F83=\"\",\"\",F83)","v":0}]
[null,null,null,null,"=",{"$f":"IF(末端区間!$D$15=\"\",\"\",末端区間!$D$15)","v":""},"ｍ"]
[null,null,"⑩ 累計所要水頭 M5",null,"=","m5＋M4"]
[null,null,null,null,"=",{"$f":"IF(F86=\"\",\"\",F86)","v":""},"＋",{"$f":"IF(F71=\"\",\"\",F71)","v":""}]
[null,null,null,null,"=",{"$f":"IF(末端区間!$C$15=\"\",\"\",末端区間!$C$15)","v":""},"ｍ"]
[]
[null,"６．区　間",null,{"$f":"IF(末端区間!$G$16=\"\",\"\",末端区間!$G$16)","v":""}]
[null,null,"① 仮定口径",null,"=",{"$f":"IF(末端区間!$I$16=\"\",\"\",末端区間!$I$16)","v":""},"ｍｍ"]
[null,null,"② 管延長",null,"=",{"$f":"IF(末端区間!$J$16=\"\",\"\",末端区間!$J$16)","v":""},"ｍ"]
[null,null,"③ 直管換算長",null,"=",{"$f":"IF(末端区間!$AW$16=\"\",\"\",末端区間!$AW$16)","v":""},"ｍ"]
[null,null,"④ 流量",null,"=",{"$f":"IF(末端区間!$H$16=\"\",\"\",末端区間!$H$16)","v":""},"Ｌ/sec"]
[null,null,"⑤ 動水勾配",null,"=",{"$f":"IF(末端区間!$AE$16=\"\",\"\",末端区間!$AE$16)","v":""},"‰",{"$f":"IF(末端区間!$AD$16=\"\",\"\",IF(末端区間!$AD$16=\"W\",\"（ウエストン公式より）\",\"（Ｈ．ウィリアムス公式より）\"))","v":""}]
[null,null,"⑥ 損失水頭",null,"=","⑤×(②＋③)"]
[null,null,null,null,"=",{"$f":"IF(F96=\"\",\"\",F96/1000)","v":""},"× (",{"$f":"IF(F93=\"\",\"\",F93)","v":""},"＋",{"$f":"IF(F94=\"\",\"\",F94)","v":""},")"]
[null,null,null,null,"=",{"$f":"IF(末端区間!$AG$16=\"\",\"\",末端区間!$AG$16)","v":""},"ｍ"]
[null,null,"⑦ 立上り",null,"=",{"$f":"IF(末端区間!$K$16=\"\",0,ROUND(末端区間!$K$16,2))","v":0},"ｍ"]
[null,null,"⑧ 他損失水頭等",null,"=",{"$f":"IF(末端区間!$AA$16=\"\",0,ROUND(末端区間!$AA$16,2))","v":0},"ｍ",{"$f":"IF(末端区間!$AB$16=\"\",\"\",\"（\"&末端区間!$AB$16&\"）\")","v":""}]
[null,null,"⑨ 区間所要水頭 m6",null,"=","⑥＋⑦＋⑧"]
[null,null,null,null,"=",{"$f":"IF(F99=\"\",\"\",F99)","v":""},"＋",{"$f":"IF(F100=\"\",\"\",F100)","v":0},"＋",{"$f":"IF(F101=\"\",\"\",F101)","v":0}]
[null,null,null,null,"=",{"$f":"IF(末端区間!$D$16=\"\",\"\",末端区間!$D$16)","v":""},"ｍ"]
[null,null,"⑩ 累計所要水頭 M6",null,"=","m6＋M5"]
[null,null,null,null,"=",{"$f":"IF(F104=\"\",\"\",F104)","v":""},"＋",{"$f":"IF(F89=\"\",\"\",F89)","v":""}]
[null,null,null,null,"=",{"$f":"IF(末端区間!$C$16=\"\",\"\",末端区間!$C$16)","v":""},"ｍ"]
[]
[null,"７．区　間",null,{"$f":"IF(末端区間!$G$17=\"\",\"\",末端区間!$G$17)","v":""}]
[null,null,"① 仮定口径",null,"=",{"$f":"IF(末端区間!$I$17=\"\",\"\",末端区間!$I$17)","v":""},"ｍｍ"]
[null,null,"② 管延長",null,"=",{"$f":"IF(末端区間!$J$17=\"\",\"\",末端区間!$J$17)","v":""},"ｍ"]
[null,null,"③ 直管換算長",null,"=",{"$f":"IF(末端区間!$AW$17=\"\",\"\",末端区間!$AW$17)","v":""},"ｍ"]
[null,null,"④ 流量",null,"=",{"$f":"IF(末端区間!$H$17=\"\",\"\",末端区間!$H$17)","v":""},"Ｌ/sec"]
[null,null,"⑤ 動水勾配",null,"=",{"$f":"IF(末端区間!$AE$17=\"\",\"\",末端区間!$AE$17)","v":""},"‰",{"$f":"IF(末端区間!$AD$17=\"\",\"\",IF(末端区間!$AD$17=\"W\",\"（ウエストン公式より）\",\"（Ｈ．ウィリアムス公式より）\"))","v":""}]
[null,null,"⑥ 損失水頭",null,"=","⑤×(②＋③)"]
[null,null,null,null,"=",{"$f":"IF(F114=\"\",\"\",F114/1000)","v":""},"× (",{"$f":"IF(F111=\"\",\"\",F111)","v":""},"＋",{"$f":"IF(F112=\"\",\"\",F112)","v":""},")"]
[null,null,null,null,"=",{"$f":"IF(末端区間!$AG$17=\"\",\"\",末端区間!$AG$17)","v":""},"ｍ"]
[null,null,"⑦ 立上り",null,"=",{"$f":"IF(末端区間!$K$17=\"\",0,ROUND(末端区間!$K$17,2))","v":0},"ｍ"]
[null,null,"⑧ 他損失水頭等",null,"=",{"$f":"IF(末端区間!$AA$17=\"\",0,ROUND(末端区間!$AA$17,2))","v":0},"ｍ",{"$f":"IF(末端区間!$AB$17=\"\",\"\",\"（\"&末端区間!$AB$17&\"）\")","v":""}]
[null,null,"⑨ 区間所要水頭 m7",null,"=","⑥＋⑦＋⑧"]
[null,null,null,null,"=",{"$f":"IF(F117=\"\",\"\",F117)","v":""},"＋",{"$f":"IF(F118=\"\",\"\",F118)","v":0},"＋",{"$f":"IF(F119=\"\",\"\",F119)","v":0}]
[null,null,null,null,"=",{"$f":"IF(末端区間!$D$17=\"\",\"\",末端区間!$D$17)","v":""},"ｍ"]
[null,null,"⑩ 累計所要水頭 M7",null,"=","m7＋M6"]
[null,null,null,null,"=",{"$f":"IF(F122=\"\",\"\",F122)","v":""},"＋",{"$f":"IF(F107=\"\",\"\",F107)","v":""}]
[null,null,null,null,"=",{"$f":"IF(末端区間!$C$17=\"\",\"\",末端区間!$C$17)","v":""},"ｍ"]
[]
[null,"８．区　間",null,{"$f":"IF(末端区間!$G$18=\"\",\"\",末端区間!$G$18)","v":""}]
[null,null,"① 仮定口径",null,"=",{"$f":"IF(末端区間!$I$18=\"\",\"\",末端区間!$I$18)","v":""},"ｍｍ"]
[null,null,"② 管延長",null,"=",{"$f":"IF(末端区間!$J$18=\"\",\"\",末端区間!$J$18)","v":""},"ｍ"]
[null,null,"③ 直管換算長",null,"=",{"$f":"IF(末端区間!$AW$18=\"\",\"\",末端区間!$AW$18)","v":""},"ｍ"]
[null,null,"④ 流量",null,"=",{"$f":"IF(末端区間!$H$18=\"\",\"\",末端区間!$H$18)","v":""},"Ｌ/sec"]
[null,null,"⑤ 動水勾配",null,"=",{"$f":"IF(末端区間!$AE$18=\"\",\"\",末端区間!$AE$18)","v":""},"‰",{"$f":"IF(末端区間!$AD$18=\"\",\"\",IF(末端区間!$AD$18=\"W\",\"（ウエストン公式より）\",\"（Ｈ．ウィリアムス公式より）\"))","v":""}]
[null,null,"⑥ 損失水頭",null,"=","⑤×(②＋③)"]
[null,null,null,null,"=",{"$f":"IF(F132=\"\",\"\",F132/1000)","v":""},"× (",{"$f":"IF(F129=\"\",\"\",F129)","v":""},"＋",{"$f":"IF(F130=\"\",\"\",F130)","v":""},")"]
[null,null,null,null,"=",{"$f":"IF(末端区間!$AG$18=\"\",\"\",末端区間!$AG$18)","v":""},"ｍ"]
[null,null,"⑦ 立上り",null,"=",{"$f":"IF(末端区間!$K$18=\"\",0,ROUND(末端区間!$K$18,2))","v":0},"ｍ"]
[null,null,"⑧ 他損失水頭等",null,"=",{"$f":"IF(末端区間!$AA$18=\"\",0,ROUND(末端区間!$AA$18,2))","v":0},"ｍ",{"$f":"IF(末端区間!$AB$18=\"\",\"\",\"（\"&末端区間!$AB$18&\"）\")","v":""}]
[null,null,"⑨ 区間所要水頭 m8",null,"=","⑥＋⑦＋⑧"]
[null,null,null,null,"=",{"$f":"IF(F135=\"\",\"\",F135)","v":""},"＋",{"$f":"IF(F136=\"\",\"\",F136)","v":0},"＋",{"$f":"IF(F137=\"\",\"\",F137)","v":0}]
[null,null,null,null,"=",{"$f":"IF(末端区間!$D$18=\"\",\"\",末端区間!$D$18)","v":""},"ｍ"]
[null,null,"⑩ 累計所要水頭 M8",null,"=","m8＋M7"]
[null,null,null,null,"=",{"$f":"IF(F140=\"\",\"\",F140)","v":""},"＋",{"$f":"IF(F125=\"\",\"\",F125)","v":""}]
[null,null,null,null,"=",{"$f":"IF(末端区間!$C$18=\"\",\"\",末端区間!$C$18)","v":""},"ｍ"]
[]
[null,"９．区　間",null,{"$f":"IF(末端区間!$G$19=\"\",\"\",末端区間!$G$19)","v":""}]
[null,null,"① 仮定口径",null,"=",{"$f":"IF(末端区間!$I$19=\"\",\"\",末端区間!$I$19)","v":""},"ｍｍ"]
[null,null,"② 管延長",null,"=",{"$f":"IF(末端区間!$J$19=\"\",\"\",末端区間!$J$19)","v":""},"ｍ"]
[null,null,"③ 直管換算長",null,"=",{"$f":"IF(末端区間!$AW$19=\"\",\"\",末端区間!$AW$19)","v":""},"ｍ"]
[null,null,"④ 流量",null,"=",{"$f":"IF(末端区間!$H$19=\"\",\"\",末端区間!$H$19)","v":""},"Ｌ/sec"]
[null,null,"⑤ 動水勾配",null,"=",{"$f":"IF(末端区間!$AE$19=\"\",\"\",末端区間!$AE$19)","v":""},"‰",{"$f":"IF(末端区間!$AD$19=\"\",\"\",IF(末端区間!$AD$19=\"W\",\"（ウエストン公式より）\",\"（Ｈ．ウィリアムス公式より）\"))","v":""}]
[null,null,"⑥ 損失水頭",null,"=","⑤×(②＋③)"]
[null,null,null,null,"=",{"$f":"IF(F150=\"\",\"\",F150/1000)","v":""},"× (",{"$f":"IF(F147=\"\",\"\",F147)","v":""},"＋",{"$f":"IF(F148=\"\",\"\",F148)","v":""},")"]
[null,null,null,null,"=",{"$f":"IF(末端区間!$AG$19=\"\",\"\",末端区間!$AG$19)","v":""},"ｍ"]
[null,null,"⑦ 立上り",null,"=",{"$f":"IF(末端区間!$K$19=\"\",0,ROUND(末端区間!$K$19,2))","v":0},"ｍ"]
[null,null,"⑧ 他損失水頭等",null,"=",{"$f":"IF(末端区間!$AA$19=\"\",0,ROUND(末端区間!$AA$19,2))","v":0},"ｍ",{"$f":"IF(末端区間!$AB$19=\"\",\"\",\"（\"&末端区間!$AB$19&\"）\")","v":""}]
[null,null,"⑨ 区間所要水頭 m9",null,"=","⑥＋⑦＋⑧"]
[null,null,null,null,"=",{"$f":"IF(F153=\"\",\"\",F153)","v":""},"＋",{"$f":"IF(F154=\"\",\"\",F154)","v":0},"＋",{"$f":"IF(F155=\"\",\"\",F155)","v":0}]
[null,null,null,null,"=",{"$f":"IF(末端区間!$D$19=\"\",\"\",末端区間!$D$19)","v":""},"ｍ"]
[null,null,"⑩ 累計所要水頭 M9",null,"=","m9＋M8"]
[null,null,null,null,"=",{"$f":"IF(F158=\"\",\"\",F158)","v":""},"＋",{"$f":"IF(F143=\"\",\"\",F143)","v":""}]
[null,null,null,null,"=",{"$f":"IF(末端区間!$C$19=\"\",\"\",末端区間!$C$19)","v":""},"ｍ"]
[]
[null,"10．区　間",null,{"$f":"IF(末端区間!$G$20=\"\",\"\",末端区間!$G$20)","v":""}]
[null,null,"① 仮定口径",null,"=",{"$f":"IF(末端区間!$I$20=\"\",\"\",末端区間!$I$20)","v":""},"ｍｍ"]
[null,null,"② 管延長",null,"=",{"$f":"IF(末端区間!$J$20=\"\",\"\",末端区間!$J$20)","v":""},"ｍ"]
[null,null,"③ 直管換算長",null,"=",{"$f":"IF(末端区間!$AW$20=\"\",\"\",末端区間!$AW$20)","v":""},"ｍ"]
[null,null,"④ 流量",null,"=",{"$f":"IF(末端区間!$H$20=\"\",\"\",末端区間!$H$20)","v":""},"Ｌ/sec"]
[null,null,"⑤ 動水勾配",null,"=",{"$f":"IF(末端区間!$AE$20=\"\",\"\",末端区間!$AE$20)","v":""},"‰",{"$f":"IF(末端区間!$AD$20=\"\",\"\",IF(末端区間!$AD$20=\"W\",\"（ウエストン公式より）\",\"（Ｈ．ウィリアムス公式より）\"))","v":""}]
[null,null,"⑥ 損失水頭",null,"=","⑤×(②＋③)"]
[null,null,null,null,"=",{"$f":"IF(F168=\"\",\"\",F168/1000)","v":""},"× (",{"$f":"IF(F165=\"\",\"\",F165)","v":""},"＋",{"$f":"IF(F166=\"\",\"\",F166)","v":""},")"]
[null,null,null,null,"=",{"$f":"IF(末端区間!$AG$20=\"\",\"\",末端区間!$AG$20)","v":""},"ｍ"]
[null,null,"⑦ 立上り",null,"=",{"$f":"IF(末端区間!$K$20=\"\",0,ROUND(末端区間!$K$20,2))","v":0},"ｍ"]
[null,null,"⑧ 他損失水頭等",null,"=",{"$f":"IF(末端区間!$AA$20=\"\",0,ROUND(末端区間!$AA$20,2))","v":0},"ｍ",{"$f":"IF(末端区間!$AB$20=\"\",\"\",\"（\"&末端区間!$AB$20&\"）\")","v":""}]
[null,null,"⑨ 区間所要水頭 m10",null,"=","⑥＋⑦＋⑧"]
[null,null,null,null,"=",{"$f":"IF(F171=\"\",\"\",F171)","v":""},"＋",{"$f":"IF(F172=\"\",\"\",F172)","v":0},"＋",{"$f":"IF(F173=\"\",\"\",F173)","v":0}]
[null,null,null,null,"=",{"$f":"IF(末端区間!$D$20=\"\",\"\",末端区間!$D$20)","v":""},"ｍ"]
[null,null,"⑩ 累計所要水頭 M10",null,"=","m10＋M9"]
[null,null,null,null,"=",{"$f":"IF(F176=\"\",\"\",F176)","v":""},"＋",{"$f":"IF(F161=\"\",\"\",F161)","v":""}]
[null,null,null,null,"=",{"$f":"IF(末端区間!$C$20=\"\",\"\",末端区間!$C$20)","v":""},"ｍ"]
[]
[null,"11．区　間",null,{"$f":"IF(末端区間!$G$21=\"\",\"\",末端区間!$G$21)","v":""}]
[null,null,"① 仮定口径",null,"=",{"$f":"IF(末端区間!$I$21=\"\",\"\",末端区間!$I$21)","v":""},"ｍｍ"]
[null,null,"② 管延長",null,"=",{"$f":"IF(末端区間!$J$21=\"\",\"\",末端区間!$J$21)","v":""},"ｍ"]
[null,null,"③ 直管換算長",null,"=",{"$f":"IF(末端区間!$AW$21=\"\",\"\",末端区間!$AW$21)","v":""},"ｍ"]
[null,null,"④ 流量",null,"=",{"$f":"IF(末端区間!$H$21=\"\",\"\",末端区間!$H$21)","v":""},"Ｌ/sec"]
[null,null,"⑤ 動水勾配",null,"=",{"$f":"IF(末端区間!$AE$21=\"\",\"\",末端区間!$AE$21)","v":""},"‰",{"$f":"IF(末端区間!$AD$21=\"\",\"\",IF(末端区間!$AD$21=\"W\",\"（ウエストン公式より）\",\"（Ｈ．ウィリアムス公式より）\"))","v":""}]
[null,null,"⑥ 損失水頭",null,"=","⑤×(②＋③)"]
[null,null,null,null,"=",{"$f":"IF(F186=\"\",\"\",F186/1000)","v":""},"× (",{"$f":"IF(F183=\"\",\"\",F183)","v":""},"＋",{"$f":"IF(F184=\"\",\"\",F184)","v":""},")"]
[null,null,null,null,"=",{"$f":"IF(末端区間!$AG$21=\"\",\"\",末端区間!$AG$21)","v":""},"ｍ"]
[null,null,"⑦ 立上り",null,"=",{"$f":"IF(末端区間!$K$21=\"\",0,ROUND(末端区間!$K$21,2))","v":0},"ｍ"]
[null,null,"⑧ 他損失水頭等",null,"=",{"$f":"IF(末端区間!$AA$21=\"\",0,ROUND(末端区間!$AA$21,2))","v":0},"ｍ",{"$f":"IF(末端区間!$AB$21=\"\",\"\",\"（\"&末端区間!$AB$21&\"）\")","v":""}]
[null,null,"⑨ 区間所要水頭 m11",null,"=","⑥＋⑦＋⑧"]
[null,null,null,null,"=",{"$f":"IF(F189=\"\",\"\",F189)","v":""},"＋",{"$f":"IF(F190=\"\",\"\",F190)","v":0},"＋",{"$f":"IF(F191=\"\",\"\",F191)","v":0}]
[null,null,null,null,"=",{"$f":"IF(末端区間!$D$21=\"\",\"\",末端区間!$D$21)","v":""},"ｍ"]
[null,null,"⑩ 累計所要水頭 M11",null,"=","m11＋M10"]
[null,null,null,null,"=",{"$f":"IF(F194=\"\",\"\",F194)","v":""},"＋",{"$f":"IF(F179=\"\",\"\",F179)","v":""}]
[null,null,null,null,"=",{"$f":"IF(末端区間!$C$21=\"\",\"\",末端区間!$C$21)","v":""},"ｍ"]
[]
[null,"12．区　間",null,{"$f":"IF(末端区間!$G$22=\"\",\"\",末端区間!$G$22)","v":""}]
[null,null,"① 仮定口径",null,"=",{"$f":"IF(末端区間!$I$22=\"\",\"\",末端区間!$I$22)","v":""},"ｍｍ"]
[null,null,"② 管延長",null,"=",{"$f":"IF(末端区間!$J$22=\"\",\"\",末端区間!$J$22)","v":""},"ｍ"]
[null,null,"③ 直管換算長",null,"=",{"$f":"IF(末端区間!$AW$22=\"\",\"\",末端区間!$AW$22)","v":""},"ｍ"]
[null,null,"④ 流量",null,"=",{"$f":"IF(末端区間!$H$22=\"\",\"\",末端区間!$H$22)","v":""},"Ｌ/sec"]
[null,null,"⑤ 動水勾配",null,"=",{"$f":"IF(末端区間!$AE$22=\"\",\"\",末端区間!$AE$22)","v":""},"‰",{"$f":"IF(末端区間!$AD$22=\"\",\"\",IF(末端区間!$AD$22=\"W\",\"（ウエストン公式より）\",\"（Ｈ．ウィリアムス公式より）\"))","v":""}]
[null,null,"⑥ 損失水頭",null,"=","⑤×(②＋③)"]
[null,null,null,null,"=",{"$f":"IF(F204=\"\",\"\",F204/1000)","v":""},"× (",{"$f":"IF(F201=\"\",\"\",F201)","v":""},"＋",{"$f":"IF(F202=\"\",\"\",F202)","v":""},")"]
[null,null,null,null,"=",{"$f":"IF(末端区間!$AG$22=\"\",\"\",末端区間!$AG$22)","v":""},"ｍ"]
[null,null,"⑦ 立上り",null,"=",{"$f":"IF(末端区間!$K$22=\"\",0,ROUND(末端区間!$K$22,2))","v":0},"ｍ"]
[null,null,"⑧ 他損失水頭等",null,"=",{"$f":"IF(末端区間!$AA$22=\"\",0,ROUND(末端区間!$AA$22,2))","v":0},"ｍ",{"$f":"IF(末端区間!$AB$22=\"\",\"\",\"（\"&末端区間!$AB$22&\"）\")","v":""}]
[null,null,"⑨ 区間所要水頭 m12",null,"=","⑥＋⑦＋⑧"]
[null,null,null,null,"=",{"$f":"IF(F207=\"\",\"\",F207)","v":""},"＋",{"$f":"IF(F208=\"\",\"\",F208)","v":0},"＋",{"$f":"IF(F209=\"\",\"\",F209)","v":0}]
[null,null,null,null,"=",{"$f":"IF(末端区間!$D$22=\"\",\"\",末端区間!$D$22)","v":""},"ｍ"]
[null,null,"⑩ 累計所要水頭 M12",null,"=","m12＋M11"]
[null,null,null,null,"=",{"$f":"IF(F212=\"\",\"\",F212)","v":""},"＋",{"$f":"IF(F197=\"\",\"\",F197)","v":""}]
[null,null,null,null,"=",{"$f":"IF(末端区間!$C$22=\"\",\"\",末端区間!$C$22)","v":""},"ｍ"]
[]
[null,"13．区　間",null,{"$f":"IF(末端区間!$G$23=\"\",\"\",末端区間!$G$23)","v":""}]
[null,null,"① 仮定口径",null,"=",{"$f":"IF(末端区間!$I$23=\"\",\"\",末端区間!$I$23)","v":""},"ｍｍ"]
[null,null,"② 管延長",null,"=",{"$f":"IF(末端区間!$J$23=\"\",\"\",末端区間!$J$23)","v":""},"ｍ"]
[null,null,"③ 直管換算長",null,"=",{"$f":"IF(末端区間!$AW$23=\"\",\"\",末端区間!$AW$23)","v":""},"ｍ"]
[null,null,"④ 流量",null,"=",{"$f":"IF(末端区間!$H$23=\"\",\"\",末端区間!$H$23)","v":""},"Ｌ/sec"]
[null,null,"⑤ 動水勾配",null,"=",{"$f":"IF(末端区間!$AE$23=\"\",\"\",末端区間!$AE$23)","v":""},"‰",{"$f":"IF(末端区間!$AD$23=\"\",\"\",IF(末端区間!$AD$23=\"W\",\"（ウエストン公式より）\",\"（Ｈ．ウィリアムス公式より）\"))","v":""}]
[null,null,"⑥ 損失水頭",null,"=","⑤×(②＋③)"]
[null,null,null,null,"=",{"$f":"IF(F222=\"\",\"\",F222/1000)","v":""},"× (",{"$f":"IF(F219=\"\",\"\",F219)","v":""},"＋",{"$f":"IF(F220=\"\",\"\",F220)","v":""},")"]
[null,null,null,null,"=",{"$f":"IF(末端区間!$AG$23=\"\",\"\",末端区間!$AG$23)","v":""},"ｍ"]
[null,null,"⑦ 立上り",null,"=",{"$f":"IF(末端区間!$K$23=\"\",0,ROUND(末端区間!$K$23,2))","v":0},"ｍ"]
[null,null,"⑧ 他損失水頭等",null,"=",{"$f":"IF(末端区間!$AA$23=\"\",0,ROUND(末端区間!$AA$23,2))","v":0},"ｍ",{"$f":"IF(末端区間!$AB$23=\"\",\"\",\"（\"&末端区間!$AB$23&\"）\")","v":""}]
[null,null,"⑨ 区間所要水頭 m13",null,"=","⑥＋⑦＋⑧"]
[null,null,null,null,"=",{"$f":"IF(F225=\"\",\"\",F225)","v":""},"＋",{"$f":"IF(F226=\"\",\"\",F226)","v":0},"＋",{"$f":"IF(F227=\"\",\"\",F227)","v":0}]
[null,null,null,null,"=",{"$f":"IF(末端区間!$D$23=\"\",\"\",末端区間!$D$23)","v":""},"ｍ"]
[null,null,"⑩ 累計所要水頭 M13",null,"=","m13＋M12"]
[null,null,null,null,"=",{"$f":"IF(F230=\"\",\"\",F230)","v":""},"＋",{"$f":"IF(F215=\"\",\"\",F215)","v":""}]
[null,null,null,null,"=",{"$f":"IF(末端区間!$C$23=\"\",\"\",末端区間!$C$23)","v":""},"ｍ"]
[]
[null,"14．区　間",null,{"$f":"IF(末端区間!$G$24=\"\",\"\",末端区間!$G$24)","v":""}]
[null,null,"① 仮定口径",null,"=",{"$f":"IF(末端区間!$I$24=\"\",\"\",末端区間!$I$24)","v":""},"ｍｍ"]
[null,null,"② 管延長",null,"=",{"$f":"IF(末端区間!$J$24=\"\",\"\",末端区間!$J$24)","v":""},"ｍ"]
[null,null,"③ 直管換算長",null,"=",{"$f":"IF(末端区間!$AW$24=\"\",\"\",末端区間!$AW$24)","v":""},"ｍ"]
[null,null,"④ 流量",null,"=",{"$f":"IF(末端区間!$H$24=\"\",\"\",末端区間!$H$24)","v":""},"Ｌ/sec"]
[null,null,"⑤ 動水勾配",null,"=",{"$f":"IF(末端区間!$AE$24=\"\",\"\",末端区間!$AE$24)","v":""},"‰",{"$f":"IF(末端区間!$AD$24=\"\",\"\",IF(末端区間!$AD$24=\"W\",\"（ウエストン公式より）\",\"（Ｈ．ウィリアムス公式より）\"))","v":""}]
[null,null,"⑥ 損失水頭",null,"=","⑤×(②＋③)"]
[null,null,null,null,"=",{"$f":"IF(F240=\"\",\"\",F240/1000)","v":""},"× (",{"$f":"IF(F237=\"\",\"\",F237)","v":""},"＋",{"$f":"IF(F238=\"\",\"\",F238)","v":""},")"]
[null,null,null,null,"=",{"$f":"IF(末端区間!$AG$24=\"\",\"\",末端区間!$AG$24)","v":""},"ｍ"]
[null,null,"⑦ 立上り",null,"=",{"$f":"IF(末端区間!$K$24=\"\",0,ROUND(末端区間!$K$24,2))","v":0},"ｍ"]
[null,null,"⑧ 他損失水頭等",null,"=",{"$f":"IF(末端区間!$AA$24=\"\",0,ROUND(末端区間!$AA$24,2))","v":0},"ｍ",{"$f":"IF(末端区間!$AB$24=\"\",\"\",\"（\"&末端区間!$AB$24&\"）\")","v":""}]
[null,null,"⑨ 区間所要水頭 m14",null,"=","⑥＋⑦＋⑧"]
[null,null,null,null,"=",{"$f":"IF(F243=\"\",\"\",F243)","v":""},"＋",{"$f":"IF(F244=\"\",\"\",F244)","v":0},"＋",{"$f":"IF(F245=\"\",\"\",F245)","v":0}]
[null,null,null,null,"=",{"$f":"IF(末端区間!$D$24=\"\",\"\",末端区間!$D$24)","v":""},"ｍ"]
[null,null,"⑩ 累計所要水頭 M14",null,"=","m14＋M13"]
[null,null,null,null,"=",{"$f":"IF(F248=\"\",\"\",F248)","v":""},"＋",{"$f":"IF(F233=\"\",\"\",F233)","v":""}]
[null,null,null,null,"=",{"$f":"IF(末端区間!$C$24=\"\",\"\",末端区間!$C$24)","v":""},"ｍ"]
[]
[null,"15．区　間",null,{"$f":"IF(末端区間!$G$25=\"\",\"\",末端区間!$G$25)","v":""}]
[null,null,"① 仮定口径",null,"=",{"$f":"IF(末端区間!$I$25=\"\",\"\",末端区間!$I$25)","v":""},"ｍｍ"]
[null,null,"② 管延長",null,"=",{"$f":"IF(末端区間!$J$25=\"\",\"\",末端区間!$J$25)","v":""},"ｍ"]
[null,null,"③ 直管換算長",null,"=",{"$f":"IF(末端区間!$AW$25=\"\",\"\",末端区間!$AW$25)","v":""},"ｍ"]
[null,null,"④ 流量",null,"=",{"$f":"IF(末端区間!$H$25=\"\",\"\",末端区間!$H$25)","v":""},"Ｌ/sec"]
[null,null,"⑤ 動水勾配",null,"=",{"$f":"IF(末端区間!$AE$25=\"\",\"\",末端区間!$AE$25)","v":""},"‰",{"$f":"IF(末端区間!$AD$25=\"\",\"\",IF(末端区間!$AD$25=\"W\",\"（ウエストン公式より）\",\"（Ｈ．ウィリアムス公式より）\"))","v":""}]
[null,null,"⑥ 損失水頭",null,"=","⑤×(②＋③)"]
[null,null,null,null,"=",{"$f":"IF(F258=\"\",\"\",F258/1000)","v":""},"× (",{"$f":"IF(F255=\"\",\"\",F255)","v":""},"＋",{"$f":"IF(F256=\"\",\"\",F256)","v":""},")"]
[null,null,null,null,"=",{"$f":"IF(末端区間!$AG$25=\"\",\"\",末端区間!$AG$25)","v":""},"ｍ"]
[null,null,"⑦ 立上り",null,"=",{"$f":"IF(末端区間!$K$25=\"\",0,ROUND(末端区間!$K$25,2))","v":0},"ｍ"]
[null,null,"⑧ 他損失水頭等",null,"=",{"$f":"IF(末端区間!$AA$25=\"\",0,ROUND(末端区間!$AA$25,2))","v":0},"ｍ",{"$f":"IF(末端区間!$AB$25=\"\",\"\",\"（\"&末端区間!$AB$25&\"）\")","v":""}]
[null,null,"⑨ 区間所要水頭 m15",null,"=","⑥＋⑦＋⑧"]
[null,null,null,null,"=",{"$f":"IF(F261=\"\",\"\",F261)","v":""},"＋",{"$f":"IF(F262=\"\",\"\",F262)","v":0},"＋",{"$f":"IF(F263=\"\",\"\",F263)","v":0}]
[null,null,null,null,"=",{"$f":"IF(末端区間!$D$25=\"\",\"\",末端区間!$D$25)","v":""},"ｍ"]
[null,null,"⑩ 累計所要水頭 M15",null,"=","m15＋M14"]
[null,null,null,null,"=",{"$f":"IF(F266=\"\",\"\",F266)","v":""},"＋",{"$f":"IF(F251=\"\",\"\",F251)","v":""}]
[null,null,null,null,"=",{"$f":"IF(末端区間!$C$25=\"\",\"\",末端区間!$C$25)","v":""},"ｍ"]
[]
[null,"16．区　間",null,{"$f":"IF(末端区間!$G$26=\"\",\"\",末端区間!$G$26)","v":""}]
[null,null,"① 仮定口径",null,"=",{"$f":"IF(末端区間!$I$26=\"\",\"\",末端区間!$I$26)","v":""},"ｍｍ"]
[null,null,"② 管延長",null,"=",{"$f":"IF(末端区間!$J$26=\"\",\"\",末端区間!$J$26)","v":""},"ｍ"]
[null,null,"③ 直管換算長",null,"=",{"$f":"IF(末端区間!$AW$26=\"\",\"\",末端区間!$AW$26)","v":""},"ｍ"]
[null,null,"④ 流量",null,"=",{"$f":"IF(末端区間!$H$26=\"\",\"\",末端区間!$H$26)","v":""},"Ｌ/sec"]
[null,null,"⑤ 動水勾配",null,"=",{"$f":"IF(末端区間!$AE$26=\"\",\"\",末端区間!$AE$26)","v":""},"‰",{"$f":"IF(末端区間!$AD$26=\"\",\"\",IF(末端区間!$AD$26=\"W\",\"（ウエストン公式より）\",\"（Ｈ．ウィリアムス公式より）\"))","v":""}]
[null,null,"⑥ 損失水頭",null,"=","⑤×(②＋③)"]
[null,null,null,null,"=",{"$f":"IF(F276=\"\",\"\",F276/1000)","v":""},"× (",{"$f":"IF(F273=\"\",\"\",F273)","v":""},"＋",{"$f":"IF(F274=\"\",\"\",F274)","v":""},")"]
[null,null,null,null,"=",{"$f":"IF(末端区間!$AG$26=\"\",\"\",末端区間!$AG$26)","v":""},"ｍ"]
[null,null,"⑦ 立上り",null,"=",{"$f":"IF(末端区間!$K$26=\"\",0,ROUND(末端区間!$K$26,2))","v":0},"ｍ"]
[null,null,"⑧ 他損失水頭等",null,"=",{"$f":"IF(末端区間!$AA$26=\"\",0,ROUND(末端区間!$AA$26,2))","v":0},"ｍ",{"$f":"IF(末端区間!$AB$26=\"\",\"\",\"（\"&末端区間!$AB$26&\"）\")","v":""}]
[null,null,"⑨ 区間所要水頭 m16",null,"=","⑥＋⑦＋⑧"]
[null,null,null,null,"=",{"$f":"IF(F279=\"\",\"\",F279)","v":""},"＋",{"$f":"IF(F280=\"\",\"\",F280)","v":0},"＋",{"$f":"IF(F281=\"\",\"\",F281)","v":0}]
[null,null,null,null,"=",{"$f":"IF(末端区間!$D$26=\"\",\"\",末端区間!$D$26)","v":""},"ｍ"]
[null,null,"⑩ 累計所要水頭 M16",null,"=","m16＋M15"]
[null,null,null,null,"=",{"$f":"IF(F284=\"\",\"\",F284)","v":""},"＋",{"$f":"IF(F269=\"\",\"\",F269)","v":""}]
[null,null,null,null,"=",{"$f":"IF(末端区間!$C$26=\"\",\"\",末端区間!$C$26)","v":""},"ｍ"]
[]
[null,"17．区　間",null,{"$f":"IF(末端区間!$G$27=\"\",\"\",末端区間!$G$27)","v":""}]
[null,null,"① 仮定口径",null,"=",{"$f":"IF(末端区間!$I$27=\"\",\"\",末端区間!$I$27)","v":""},"ｍｍ"]
[null,null,"② 管延長",null,"=",{"$f":"IF(末端区間!$J$27=\"\",\"\",末端区間!$J$27)","v":""},"ｍ"]
[null,null,"③ 直管換算長",null,"=",{"$f":"IF(末端区間!$AW$27=\"\",\"\",末端区間!$AW$27)","v":""},"ｍ"]
[null,null,"④ 流量",null,"=",{"$f":"IF(末端区間!$H$27=\"\",\"\",末端区間!$H$27)","v":""},"Ｌ/sec"]
[null,null,"⑤ 動水勾配",null,"=",{"$f":"IF(末端区間!$AE$27=\"\",\"\",末端区間!$AE$27)","v":""},"‰",{"$f":"IF(末端区間!$AD$27=\"\",\"\",IF(末端区間!$AD$27=\"W\",\"（ウエストン公式より）\",\"（Ｈ．ウィリアムス公式より）\"))","v":""}]
[null,null,"⑥ 損失水頭",null,"=","⑤×(②＋③)"]
[null,null,null,null,"=",{"$f":"IF(F294=\"\",\"\",F294/1000)","v":""},"× (",{"$f":"IF(F291=\"\",\"\",F291)","v":""},"＋",{"$f":"IF(F292=\"\",\"\",F292)","v":""},")"]
[null,null,null,null,"=",{"$f":"IF(末端区間!$AG$27=\"\",\"\",末端区間!$AG$27)","v":""},"ｍ"]
[null,null,"⑦ 立上り",null,"=",{"$f":"IF(末端区間!$K$27=\"\",0,ROUND(末端区間!$K$27,2))","v":0},"ｍ"]
[null,null,"⑧ 他損失水頭等",null,"=",{"$f":"IF(末端区間!$AA$27=\"\",0,ROUND(末端区間!$AA$27,2))","v":0},"ｍ",{"$f":"IF(末端区間!$AB$27=\"\",\"\",\"（\"&末端区間!$AB$27&\"）\")","v":""}]
[null,null,"⑨ 区間所要水頭 m17",null,"=","⑥＋⑦＋⑧"]
[null,null,null,null,"=",{"$f":"IF(F297=\"\",\"\",F297)","v":""},"＋",{"$f":"IF(F298=\"\",\"\",F298)","v":0},"＋",{"$f":"IF(F299=\"\",\"\",F299)","v":0}]
[null,null,null,null,"=",{"$f":"IF(末端区間!$D$27=\"\",\"\",末端区間!$D$27)","v":""},"ｍ"]
[null,null,"⑩ 累計所要水頭 M17",null,"=","m17＋M16"]
[null,null,null,null,"=",{"$f":"IF(F302=\"\",\"\",F302)","v":""},"＋",{"$f":"IF(F287=\"\",\"\",F287)","v":""}]
[null,null,null,null,"=",{"$f":"IF(末端区間!$C$27=\"\",\"\",末端区間!$C$27)","v":""},"ｍ"]
[]
[null,"18．区　間",null,{"$f":"IF(末端区間!$G$28=\"\",\"\",末端区間!$G$28)","v":""}]
[null,null,"① 仮定口径",null,"=",{"$f":"IF(末端区間!$I$28=\"\",\"\",末端区間!$I$28)","v":""},"ｍｍ"]
[null,null,"② 管延長",null,"=",{"$f":"IF(末端区間!$J$28=\"\",\"\",末端区間!$J$28)","v":""},"ｍ"]
[null,null,"③ 直管換算長",null,"=",{"$f":"IF(末端区間!$AW$28=\"\",\"\",末端区間!$AW$28)","v":""},"ｍ"]
[null,null,"④ 流量",null,"=",{"$f":"IF(末端区間!$H$28=\"\",\"\",末端区間!$H$28)","v":""},"Ｌ/sec"]
[null,null,"⑤ 動水勾配",null,"=",{"$f":"IF(末端区間!$AE$28=\"\",\"\",末端区間!$AE$28)","v":""},"‰",{"$f":"IF(末端区間!$AD$28=\"\",\"\",IF(末端区間!$AD$28=\"W\",\"（ウエストン公式より）\",\"（Ｈ．ウィリアムス公式より）\"))","v":""}]
[null,null,"⑥ 損失水頭",null,"=","⑤×(②＋③)"]
[null,null,null,null,"=",{"$f":"IF(F312=\"\",\"\",F312/1000)","v":""},"× (",{"$f":"IF(F309=\"\",\"\",F309)","v":""},"＋",{"$f":"IF(F310=\"\",\"\",F310)","v":""},")"]
[null,null,null,null,"=",{"$f":"IF(末端区間!$AG$28=\"\",\"\",末端区間!$AG$28)","v":""},"ｍ"]
[null,null,"⑦ 立上り",null,"=",{"$f":"IF(末端区間!$K$28=\"\",0,ROUND(末端区間!$K$28,2))","v":0},"ｍ"]
[null,null,"⑧ 他損失水頭等",null,"=",{"$f":"IF(末端区間!$AA$28=\"\",0,ROUND(末端区間!$AA$28,2))","v":0},"ｍ",{"$f":"IF(末端区間!$AB$28=\"\",\"\",\"（\"&末端区間!$AB$28&\"）\")","v":""}]
[null,null,"⑨ 区間所要水頭 m18",null,"=","⑥＋⑦＋⑧"]
[null,null,null,null,"=",{"$f":"IF(F315=\"\",\"\",F315)","v":""},"＋",{"$f":"IF(F316=\"\",\"\",F316)","v":0},"＋",{"$f":"IF(F317=\"\",\"\",F317)","v":0}]
[null,null,null,null,"=",{"$f":"IF(末端区間!$D$28=\"\",\"\",末端区間!$D$28)","v":""},"ｍ"]
[null,null,"⑩ 累計所要水頭 M18",null,"=","m18＋M17"]
[null,null,null,null,"=",{"$f":"IF(F320=\"\",\"\",F320)","v":""},"＋",{"$f":"IF(F305=\"\",\"\",F305)","v":""}]
[null,null,null,null,"=",{"$f":"IF(末端区間!$C$28=\"\",\"\",末端区間!$C$28)","v":""},"ｍ"]
[]
[null,"19．区　間",null,{"$f":"IF(末端区間!$G$29=\"\",\"\",末端区間!$G$29)","v":""}]
[null,null,"① 仮定口径",null,"=",{"$f":"IF(末端区間!$I$29=\"\",\"\",末端区間!$I$29)","v":""},"ｍｍ"]
[null,null,"② 管延長",null,"=",{"$f":"IF(末端区間!$J$29=\"\",\"\",末端区間!$J$29)","v":""},"ｍ"]
[null,null,"③ 直管換算長",null,"=",{"$f":"IF(末端区間!$AW$29=\"\",\"\",末端区間!$AW$29)","v":""},"ｍ"]
[null,null,"④ 流量",null,"=",{"$f":"IF(末端区間!$H$29=\"\",\"\",末端区間!$H$29)","v":""},"Ｌ/sec"]
[null,null,"⑤ 動水勾配",null,"=",{"$f":"IF(末端区間!$AE$29=\"\",\"\",末端区間!$AE$29)","v":""},"‰",{"$f":"IF(末端区間!$AD$29=\"\",\"\",IF(末端区間!$AD$29=\"W\",\"（ウエストン公式より）\",\"（Ｈ．ウィリアムス公式より）\"))","v":""}]
[null,null,"⑥ 損失水頭",null,"=","⑤×(②＋③)"]
[null,null,null,null,"=",{"$f":"IF(F330=\"\",\"\",F330/1000)","v":""},"× (",{"$f":"IF(F327=\"\",\"\",F327)","v":""},"＋",{"$f":"IF(F328=\"\",\"\",F328)","v":""},")"]
[null,null,null,null,"=",{"$f":"IF(末端区間!$AG$29=\"\",\"\",末端区間!$AG$29)","v":""},"ｍ"]
[null,null,"⑦ 立上り",null,"=",{"$f":"IF(末端区間!$K$29=\"\",0,ROUND(末端区間!$K$29,2))","v":0},"ｍ"]
[null,null,"⑧ 他損失水頭等",null,"=",{"$f":"IF(末端区間!$AA$29=\"\",0,ROUND(末端区間!$AA$29,2))","v":0},"ｍ",{"$f":"IF(末端区間!$AB$29=\"\",\"\",\"（\"&末端区間!$AB$29&\"）\")","v":""}]
[null,null,"⑨ 区間所要水頭 m19",null,"=","⑥＋⑦＋⑧"]
[null,null,null,null,"=",{"$f":"IF(F333=\"\",\"\",F333)","v":""},"＋",{"$f":"IF(F334=\"\",\"\",F334)","v":0},"＋",{"$f":"IF(F335=\"\",\"\",F335)","v":0}]
[null,null,null,null,"=",{"$f":"IF(末端区間!$D$29=\"\",\"\",末端区間!$D$29)","v":""},"ｍ"]
[null,null,"⑩ 累計所要水頭 M19",null,"=","m19＋M18"]
[null,null,null,null,"=",{"$f":"IF(F338=\"\",\"\",F338)","v":""},"＋",{"$f":"IF(F323=\"\",\"\",F323)","v":""}]
[null,null,null,null,"=",{"$f":"IF(末端区間!$C$29=\"\",\"\",末端区間!$C$29)","v":""},"ｍ"]
[]
[null,"20．区　間",null,{"$f":"IF(末端区間!$G$30=\"\",\"\",末端区間!$G$30)","v":""}]
[null,null,"① 仮定口径",null,"=",{"$f":"IF(末端区間!$I$30=\"\",\"\",末端区間!$I$30)","v":""},"ｍｍ"]
[null,null,"② 管延長",null,"=",{"$f":"IF(末端区間!$J$30=\"\",\"\",末端区間!$J$30)","v":""},"ｍ"]
[null,null,"③ 直管換算長",null,"=",{"$f":"IF(末端区間!$AW$30=\"\",\"\",末端区間!$AW$30)","v":""},"ｍ"]
[null,null,"④ 流量",null,"=",{"$f":"IF(末端区間!$H$30=\"\",\"\",末端区間!$H$30)","v":""},"Ｌ/sec"]
[null,null,"⑤ 動水勾配",null,"=",{"$f":"IF(末端区間!$AE$30=\"\",\"\",末端区間!$AE$30)","v":""},"‰",{"$f":"IF(末端区間!$AD$30=\"\",\"\",IF(末端区間!$AD$30=\"W\",\"（ウエストン公式より）\",\"（Ｈ．ウィリアムス公式より）\"))","v":""}]
[null,null,"⑥ 損失水頭",null,"=","⑤×(②＋③)"]
[null,null,null,null,"=",{"$f":"IF(F348=\"\",\"\",F348/1000)","v":""},"× (",{"$f":"IF(F345=\"\",\"\",F345)","v":""},"＋",{"$f":"IF(F346=\"\",\"\",F346)","v":""},")"]
[null,null,null,null,"=",{"$f":"IF(末端区間!$AG$30=\"\",\"\",末端区間!$AG$30)","v":""},"ｍ"]
[null,null,"⑦ 立上り",null,"=",{"$f":"IF(末端区間!$K$30=\"\",0,ROUND(末端区間!$K$30,2))","v":0},"ｍ"]
[null,null,"⑧ 他損失水頭等",null,"=",{"$f":"IF(末端区間!$AA$30=\"\",0,ROUND(末端区間!$AA$30,2))","v":0},"ｍ",{"$f":"IF(末端区間!$AB$30=\"\",\"\",\"（\"&末端区間!$AB$30&\"）\")","v":""}]
[null,null,"⑨ 区間所要水頭 m20",null,"=","⑥＋⑦＋⑧"]
[null,null,null,null,"=",{"$f":"IF(F351=\"\",\"\",F351)","v":""},"＋",{"$f":"IF(F352=\"\",\"\",F352)","v":0},"＋",{"$f":"IF(F353=\"\",\"\",F353)","v":0}]
[null,null,null,null,"=",{"$f":"IF(末端区間!$D$30=\"\",\"\",末端区間!$D$30)","v":""},"ｍ"]
[null,null,"⑩ 累計所要水頭 M20",null,"=","m20＋M19"]
[null,null,null,null,"=",{"$f":"IF(F356=\"\",\"\",F356)","v":""},"＋",{"$f":"IF(F341=\"\",\"\",F341)","v":""}]
[null,null,null,null,"=",{"$f":"IF(末端区間!$C$30=\"\",\"\",末端区間!$C$30)","v":""},"ｍ"]
[]
[null,"21．区　間",null,{"$f":"IF(末端区間!$G$31=\"\",\"\",末端区間!$G$31)","v":""}]
[null,null,"① 仮定口径",null,"=",{"$f":"IF(末端区間!$I$31=\"\",\"\",末端区間!$I$31)","v":""},"ｍｍ"]
[null,null,"② 管延長",null,"=",{"$f":"IF(末端区間!$J$31=\"\",\"\",末端区間!$J$31)","v":""},"ｍ"]
[null,null,"③ 直管換算長",null,"=",{"$f":"IF(末端区間!$AW$31=\"\",\"\",末端区間!$AW$31)","v":""},"ｍ"]
[null,null,"④ 流量",null,"=",{"$f":"IF(末端区間!$H$31=\"\",\"\",末端区間!$H$31)","v":""},"Ｌ/sec"]
[null,null,"⑤ 動水勾配",null,"=",{"$f":"IF(末端区間!$AE$31=\"\",\"\",末端区間!$AE$31)","v":""},"‰",{"$f":"IF(末端区間!$AD$31=\"\",\"\",IF(末端区間!$AD$31=\"W\",\"（ウエストン公式より）\",\"（Ｈ．ウィリアムス公式より）\"))","v":""}]
[null,null,"⑥ 損失水頭",null,"=","⑤×(②＋③)"]
[null,null,null,null,"=",{"$f":"IF(F366=\"\",\"\",F366/1000)","v":""},"× (",{"$f":"IF(F363=\"\",\"\",F363)","v":""},"＋",{"$f":"IF(F364=\"\",\"\",F364)","v":""},")"]
[null,null,null,null,"=",{"$f":"IF(末端区間!$AG$31=\"\",\"\",末端区間!$AG$31)","v":""},"ｍ"]
[null,null,"⑦ 立上り",null,"=",{"$f":"IF(末端区間!$K$31=\"\",0,ROUND(末端区間!$K$31,2))","v":0},"ｍ"]
[null,null,"⑧ 他損失水頭等",null,"=",{"$f":"IF(末端区間!$AA$31=\"\",0,ROUND(末端区間!$AA$31,2))","v":0},"ｍ",{"$f":"IF(末端区間!$AB$31=\"\",\"\",\"（\"&末端区間!$AB$31&\"）\")","v":""}]
[null,null,"⑨ 区間所要水頭 m21",null,"=","⑥＋⑦＋⑧"]
[null,null,null,null,"=",{"$f":"IF(F369=\"\",\"\",F369)","v":""},"＋",{"$f":"IF(F370=\"\",\"\",F370)","v":0},"＋",{"$f":"IF(F371=\"\",\"\",F371)","v":0}]
[null,null,null,null,"=",{"$f":"IF(末端区間!$D$31=\"\",\"\",末端区間!$D$31)","v":""},"ｍ"]
[null,null,"⑩ 累計所要水頭 M21",null,"=","m21＋M20"]
[null,null,null,null,"=",{"$f":"IF(F374=\"\",\"\",F374)","v":""},"＋",{"$f":"IF(F359=\"\",\"\",F359)","v":""}]
[null,null,null,null,"=",{"$f":"IF(末端区間!$C$31=\"\",\"\",末端区間!$C$31)","v":""},"ｍ"]
[]
[null,"22．区　間",null,{"$f":"IF(末端区間!$G$32=\"\",\"\",末端区間!$G$32)","v":""}]
[null,null,"① 仮定口径",null,"=",{"$f":"IF(末端区間!$I$32=\"\",\"\",末端区間!$I$32)","v":""},"ｍｍ"]
[null,null,"② 管延長",null,"=",{"$f":"IF(末端区間!$J$32=\"\",\"\",末端区間!$J$32)","v":""},"ｍ"]
[null,null,"③ 直管換算長",null,"=",{"$f":"IF(末端区間!$AW$32=\"\",\"\",末端区間!$AW$32)","v":""},"ｍ"]
[null,null,"④ 流量",null,"=",{"$f":"IF(末端区間!$H$32=\"\",\"\",末端区間!$H$32)","v":""},"Ｌ/sec"]
[null,null,"⑤ 動水勾配",null,"=",{"$f":"IF(末端区間!$AE$32=\"\",\"\",末端区間!$AE$32)","v":""},"‰",{"$f":"IF(末端区間!$AD$32=\"\",\"\",IF(末端区間!$AD$32=\"W\",\"（ウエストン公式より）\",\"（Ｈ．ウィリアムス公式より）\"))","v":""}]
[null,null,"⑥ 損失水頭",null,"=","⑤×(②＋③)"]
[null,null,null,null,"=",{"$f":"IF(F384=\"\",\"\",F384/1000)","v":""},"× (",{"$f":"IF(F381=\"\",\"\",F381)","v":""},"＋",{"$f":"IF(F382=\"\",\"\",F382)","v":""},")"]
[null,null,null,null,"=",{"$f":"IF(末端区間!$AG$32=\"\",\"\",末端区間!$AG$32)","v":""},"ｍ"]
[null,null,"⑦ 立上り",null,"=",{"$f":"IF(末端区間!$K$32=\"\",0,ROUND(末端区間!$K$32,2))","v":0},"ｍ"]
[null,null,"⑧ 他損失水頭等",null,"=",{"$f":"IF(末端区間!$AA$32=\"\",0,ROUND(末端区間!$AA$32,2))","v":0},"ｍ",{"$f":"IF(末端区間!$AB$32=\"\",\"\",\"（\"&末端区間!$AB$32&\"）\")","v":""}]
[null,null,"⑨ 区間所要水頭 m22",null,"=","⑥＋⑦＋⑧"]
[null,null,null,null,"=",{"$f":"IF(F387=\"\",\"\",F387)","v":""},"＋",{"$f":"IF(F388=\"\",\"\",F388)","v":0},"＋",{"$f":"IF(F389=\"\",\"\",F389)","v":0}]
[null,null,null,null,"=",{"$f":"IF(末端区間!$D$32=\"\",\"\",末端区間!$D$32)","v":""},"ｍ"]
[null,null,"⑩ 累計所要水頭 M22",null,"=","m22＋M21"]
[null,null,null,null,"=",{"$f":"IF(F392=\"\",\"\",F392)","v":""},"＋",{"$f":"IF(F377=\"\",\"\",F377)","v":""}]
[null,null,null,null,"=",{"$f":"IF(末端区間!$C$32=\"\",\"\",末端区間!$C$32)","v":""},"ｍ"]
[]
[null,"23．区　間",null,{"$f":"IF(末端区間!$G$33=\"\",\"\",末端区間!$G$33)","v":""}]
[null,null,"① 仮定口径",null,"=",{"$f":"IF(末端区間!$I$33=\"\",\"\",末端区間!$I$33)","v":""},"ｍｍ"]
[null,null,"② 管延長",null,"=",{"$f":"IF(末端区間!$J$33=\"\",\"\",末端区間!$J$33)","v":""},"ｍ"]
[null,null,"③ 直管換算長",null,"=",{"$f":"IF(末端区間!$AW$33=\"\",\"\",末端区間!$AW$33)","v":""},"ｍ"]
[null,null,"④ 流量",null,"=",{"$f":"IF(末端区間!$H$33=\"\",\"\",末端区間!$H$33)","v":""},"Ｌ/sec"]
[null,null,"⑤ 動水勾配",null,"=",{"$f":"IF(末端区間!$AE$33=\"\",\"\",末端区間!$AE$33)","v":""},"‰",{"$f":"IF(末端区間!$AD$33=\"\",\"\",IF(末端区間!$AD$33=\"W\",\"（ウエストン公式より）\",\"（Ｈ．ウィリアムス公式より）\"))","v":""}]
[null,null,"⑥ 損失水頭",null,"=","⑤×(②＋③)"]
[null,null,null,null,"=",{"$f":"IF(F402=\"\",\"\",F402/1000)","v":""},"× (",{"$f":"IF(F399=\"\",\"\",F399)","v":""},"＋",{"$f":"IF(F400=\"\",\"\",F400)","v":""},")"]
[null,null,null,null,"=",{"$f":"IF(末端区間!$AG$33=\"\",\"\",末端区間!$AG$33)","v":""},"ｍ"]
[null,null,"⑦ 立上り",null,"=",{"$f":"IF(末端区間!$K$33=\"\",0,ROUND(末端区間!$K$33,2))","v":0},"ｍ"]
[null,null,"⑧ 他損失水頭等",null,"=",{"$f":"IF(末端区間!$AA$33=\"\",0,ROUND(末端区間!$AA$33,2))","v":0},"ｍ",{"$f":"IF(末端区間!$AB$33=\"\",\"\",\"（\"&末端区間!$AB$33&\"）\")","v":""}]
[null,null,"⑨ 区間所要水頭 m23",null,"=","⑥＋⑦＋⑧"]
[null,null,null,null,"=",{"$f":"IF(F405=\"\",\"\",F405)","v":""},"＋",{"$f":"IF(F406=\"\",\"\",F406)","v":0},"＋",{"$f":"IF(F407=\"\",\"\",F407)","v":0}]
[null,null,null,null,"=",{"$f":"IF(末端区間!$D$33=\"\",\"\",末端区間!$D$33)","v":""},"ｍ"]
[null,null,"⑩ 累計所要水頭 M23",null,"=","m23＋M22"]
[null,null,null,null,"=",{"$f":"IF(F410=\"\",\"\",F410)","v":""},"＋",{"$f":"IF(F395=\"\",\"\",F395)","v":""}]
[null,null,null,null,"=",{"$f":"IF(末端区間!$C$33=\"\",\"\",末端区間!$C$33)","v":""},"ｍ"]
[]
[null,"24．区　間",null,{"$f":"IF(末端区間!$G$34=\"\",\"\",末端区間!$G$34)","v":""}]
[null,null,"① 仮定口径",null,"=",{"$f":"IF(末端区間!$I$34=\"\",\"\",末端区間!$I$34)","v":""},"ｍｍ"]
[null,null,"② 管延長",null,"=",{"$f":"IF(末端区間!$J$34=\"\",\"\",末端区間!$J$34)","v":""},"ｍ"]
[null,null,"③ 直管換算長",null,"=",{"$f":"IF(末端区間!$AW$34=\"\",\"\",末端区間!$AW$34)","v":""},"ｍ"]
[null,null,"④ 流量",null,"=",{"$f":"IF(末端区間!$H$34=\"\",\"\",末端区間!$H$34)","v":""},"Ｌ/sec"]
[null,null,"⑤ 動水勾配",null,"=",{"$f":"IF(末端区間!$AE$34=\"\",\"\",末端区間!$AE$34)","v":""},"‰",{"$f":"IF(末端区間!$AD$34=\"\",\"\",IF(末端区間!$AD$34=\"W\",\"（ウエストン公式より）\",\"（Ｈ．ウィリアムス公式より）\"))","v":""}]
[null,null,"⑥ 損失水頭",null,"=","⑤×(②＋③)"]
[null,null,null,null,"=",{"$f":"IF(F420=\"\",\"\",F420/1000)","v":""},"× (",{"$f":"IF(F417=\"\",\"\",F417)","v":""},"＋",{"$f":"IF(F418=\"\",\"\",F418)","v":""},")"]
[null,null,null,null,"=",{"$f":"IF(末端区間!$AG$34=\"\",\"\",末端区間!$AG$34)","v":""},"ｍ"]
[null,null,"⑦ 立上り",null,"=",{"$f":"IF(末端区間!$K$34=\"\",0,ROUND(末端区間!$K$34,2))","v":0},"ｍ"]
[null,null,"⑧ 他損失水頭等",null,"=",{"$f":"IF(末端区間!$AA$34=\"\",0,ROUND(末端区間!$AA$34,2))","v":0},"ｍ",{"$f":"IF(末端区間!$AB$34=\"\",\"\",\"（\"&末端区間!$AB$34&\"）\")","v":""}]
[null,null,"⑨ 区間所要水頭 m24",null,"=","⑥＋⑦＋⑧"]
[null,null,null,null,"=",{"$f":"IF(F423=\"\",\"\",F423)","v":""},"＋",{"$f":"IF(F424=\"\",\"\",F424)","v":0},"＋",{"$f":"IF(F425=\"\",\"\",F425)","v":0}]
[null,null,null,null,"=",{"$f":"IF(末端区間!$D$34=\"\",\"\",末端区間!$D$34)","v":""},"ｍ"]
[null,null,"⑩ 累計所要水頭 M24",null,"=","m24＋M23"]
[null,null,null,null,"=",{"$f":"IF(F428=\"\",\"\",F428)","v":""},"＋",{"$f":"IF(F413=\"\",\"\",F413)","v":""}]
[null,null,null,null,"=",{"$f":"IF(末端区間!$C$34=\"\",\"\",末端区間!$C$34)","v":""},"ｍ"]
[]
[null,"25．区　間",null,{"$f":"IF(末端区間!$G$35=\"\",\"\",末端区間!$G$35)","v":""}]
[null,null,"① 仮定口径",null,"=",{"$f":"IF(末端区間!$I$35=\"\",\"\",末端区間!$I$35)","v":""},"ｍｍ"]
[null,null,"② 管延長",null,"=",{"$f":"IF(末端区間!$J$35=\"\",\"\",末端区間!$J$35)","v":""},"ｍ"]
[null,null,"③ 直管換算長",null,"=",{"$f":"IF(末端区間!$AW$35=\"\",\"\",末端区間!$AW$35)","v":""},"ｍ"]
[null,null,"④ 流量",null,"=",{"$f":"IF(末端区間!$H$35=\"\",\"\",末端区間!$H$35)","v":""},"Ｌ/sec"]
[null,null,"⑤ 動水勾配",null,"=",{"$f":"IF(末端区間!$AE$35=\"\",\"\",末端区間!$AE$35)","v":""},"‰",{"$f":"IF(末端区間!$AD$35=\"\",\"\",IF(末端区間!$AD$35=\"W\",\"（ウエストン公式より）\",\"（Ｈ．ウィリアムス公式より）\"))","v":""}]
[null,null,"⑥ 損失水頭",null,"=","⑤×(②＋③)"]
[null,null,null,null,"=",{"$f":"IF(F438=\"\",\"\",F438/1000)","v":""},"× (",{"$f":"IF(F435=\"\",\"\",F435)","v":""},"＋",{"$f":"IF(F436=\"\",\"\",F436)","v":""},")"]
[null,null,null,null,"=",{"$f":"IF(末端区間!$AG$35=\"\",\"\",末端区間!$AG$35)","v":""},"ｍ"]
[null,null,"⑦ 立上り",null,"=",{"$f":"IF(末端区間!$K$35=\"\",0,ROUND(末端区間!$K$35,2))","v":0},"ｍ"]
[null,null,"⑧ 他損失水頭等",null,"=",{"$f":"IF(末端区間!$AA$35=\"\",0,ROUND(末端区間!$AA$35,2))","v":0},"ｍ",{"$f":"IF(末端区間!$AB$35=\"\",\"\",\"（\"&末端区間!$AB$35&\"）\")","v":""}]
[null,null,"⑨ 区間所要水頭 m25",null,"=","⑥＋⑦＋⑧"]
[null,null,null,null,"=",{"$f":"IF(F441=\"\",\"\",F441)","v":""},"＋",{"$f":"IF(F442=\"\",\"\",F442)","v":0},"＋",{"$f":"IF(F443=\"\",\"\",F443)","v":0}]
[null,null,null,null,"=",{"$f":"IF(末端区間!$D$35=\"\",\"\",末端区間!$D$35)","v":""},"ｍ"]
[null,null,"⑩ 累計所要水頭 M25",null,"=","m25＋M24"]
[null,null,null,null,"=",{"$f":"IF(F446=\"\",\"\",F446)","v":""},"＋",{"$f":"IF(F431=\"\",\"\",F431)","v":""}]
[null,null,null,null,"=",{"$f":"IF(末端区間!$C$35=\"\",\"\",末端区間!$C$35)","v":""},"ｍ"]
[]
[null,"26．区　間",null,{"$f":"IF(末端区間!$G$36=\"\",\"\",末端区間!$G$36)","v":""}]
[null,null,"① 仮定口径",null,"=",{"$f":"IF(末端区間!$I$36=\"\",\"\",末端区間!$I$36)","v":""},"ｍｍ"]
[null,null,"② 管延長",null,"=",{"$f":"IF(末端区間!$J$36=\"\",\"\",末端区間!$J$36)","v":""},"ｍ"]
[null,null,"③ 直管換算長",null,"=",{"$f":"IF(末端区間!$AW$36=\"\",\"\",末端区間!$AW$36)","v":""},"ｍ"]
[null,null,"④ 流量",null,"=",{"$f":"IF(末端区間!$H$36=\"\",\"\",末端区間!$H$36)","v":""},"Ｌ/sec"]
[null,null,"⑤ 動水勾配",null,"=",{"$f":"IF(末端区間!$AE$36=\"\",\"\",末端区間!$AE$36)","v":""},"‰",{"$f":"IF(末端区間!$AD$36=\"\",\"\",IF(末端区間!$AD$36=\"W\",\"（ウエストン公式より）\",\"（Ｈ．ウィリアムス公式より）\"))","v":""}]
[null,null,"⑥ 損失水頭",null,"=","⑤×(②＋③)"]
[null,null,null,null,"=",{"$f":"IF(F456=\"\",\"\",F456/1000)","v":""},"× (",{"$f":"IF(F453=\"\",\"\",F453)","v":""},"＋",{"$f":"IF(F454=\"\",\"\",F454)","v":""},")"]
[null,null,null,null,"=",{"$f":"IF(末端区間!$AG$36=\"\",\"\",末端区間!$AG$36)","v":""},"ｍ"]
[null,null,"⑦ 立上り",null,"=",{"$f":"IF(末端区間!$K$36=\"\",0,ROUND(末端区間!$K$36,2))","v":0},"ｍ"]
[null,null,"⑧ 他損失水頭等",null,"=",{"$f":"IF(末端区間!$AA$36=\"\",0,ROUND(末端区間!$AA$36,2))","v":0},"ｍ",{"$f":"IF(末端区間!$AB$36=\"\",\"\",\"（\"&末端区間!$AB$36&\"）\")","v":""}]
[null,null,"⑨ 区間所要水頭 m26",null,"=","⑥＋⑦＋⑧"]
[null,null,null,null,"=",{"$f":"IF(F459=\"\",\"\",F459)","v":""},"＋",{"$f":"IF(F460=\"\",\"\",F460)","v":0},"＋",{"$f":"IF(F461=\"\",\"\",F461)","v":0}]
[null,null,null,null,"=",{"$f":"IF(末端区間!$D$36=\"\",\"\",末端区間!$D$36)","v":""},"ｍ"]
[null,null,"⑩ 累計所要水頭 M26",null,"=","m26＋M25"]
[null,null,null,null,"=",{"$f":"IF(F464=\"\",\"\",F464)","v":""},"＋",{"$f":"IF(F449=\"\",\"\",F449)","v":""}]
[null,null,null,null,"=",{"$f":"IF(末端区間!$C$36=\"\",\"\",末端区間!$C$36)","v":""},"ｍ"]
[]
[null,"27．区　間",null,{"$f":"IF(末端区間!$G$37=\"\",\"\",末端区間!$G$37)","v":""}]
[null,null,"① 仮定口径",null,"=",{"$f":"IF(末端区間!$I$37=\"\",\"\",末端区間!$I$37)","v":""},"ｍｍ"]
[null,null,"② 管延長",null,"=",{"$f":"IF(末端区間!$J$37=\"\",\"\",末端区間!$J$37)","v":""},"ｍ"]
[null,null,"③ 直管換算長",null,"=",{"$f":"IF(末端区間!$AW$37=\"\",\"\",末端区間!$AW$37)","v":""},"ｍ"]
[null,null,"④ 流量",null,"=",{"$f":"IF(末端区間!$H$37=\"\",\"\",末端区間!$H$37)","v":""},"Ｌ/sec"]
[null,null,"⑤ 動水勾配",null,"=",{"$f":"IF(末端区間!$AE$37=\"\",\"\",末端区間!$AE$37)","v":""},"‰",{"$f":"IF(末端区間!$AD$37=\"\",\"\",IF(末端区間!$AD$37=\"W\",\"（ウエストン公式より）\",\"（Ｈ．ウィリアムス公式より）\"))","v":""}]
[null,null,"⑥ 損失水頭",null,"=","⑤×(②＋③)"]
[null,null,null,null,"=",{"$f":"IF(F474=\"\",\"\",F474/1000)","v":""},"× (",{"$f":"IF(F471=\"\",\"\",F471)","v":""},"＋",{"$f":"IF(F472=\"\",\"\",F472)","v":""},")"]
[null,null,null,null,"=",{"$f":"IF(末端区間!$AG$37=\"\",\"\",末端区間!$AG$37)","v":""},"ｍ"]
[null,null,"⑦ 立上り",null,"=",{"$f":"IF(末端区間!$K$37=\"\",0,ROUND(末端区間!$K$37,2))","v":0},"ｍ"]
[null,null,"⑧ 他損失水頭等",null,"=",{"$f":"IF(末端区間!$AA$37=\"\",0,ROUND(末端区間!$AA$37,2))","v":0},"ｍ",{"$f":"IF(末端区間!$AB$37=\"\",\"\",\"（\"&末端区間!$AB$37&\"）\")","v":""}]
[null,null,"⑨ 区間所要水頭 m27",null,"=","⑥＋⑦＋⑧"]
[null,null,null,null,"=",{"$f":"IF(F477=\"\",\"\",F477)","v":""},"＋",{"$f":"IF(F478=\"\",\"\",F478)","v":0},"＋",{"$f":"IF(F479=\"\",\"\",F479)","v":0}]
[null,null,null,null,"=",{"$f":"IF(末端区間!$D$37=\"\",\"\",末端区間!$D$37)","v":""},"ｍ"]
[null,null,"⑩ 累計所要水頭 M27",null,"=","m27＋M26"]
[null,null,null,null,"=",{"$f":"IF(F482=\"\",\"\",F482)","v":""},"＋",{"$f":"IF(F467=\"\",\"\",F467)","v":""}]
[null,null,null,null,"=",{"$f":"IF(末端区間!$C$37=\"\",\"\",末端区間!$C$37)","v":""},"ｍ"]
[]
[null,"28．区　間",null,{"$f":"IF(末端区間!$G$38=\"\",\"\",末端区間!$G$38)","v":""}]
[null,null,"① 仮定口径",null,"=",{"$f":"IF(末端区間!$I$38=\"\",\"\",末端区間!$I$38)","v":""},"ｍｍ"]
[null,null,"② 管延長",null,"=",{"$f":"IF(末端区間!$J$38=\"\",\"\",末端区間!$J$38)","v":""},"ｍ"]
[null,null,"③ 直管換算長",null,"=",{"$f":"IF(末端区間!$AW$38=\"\",\"\",末端区間!$AW$38)","v":""},"ｍ"]
[null,null,"④ 流量",null,"=",{"$f":"IF(末端区間!$H$38=\"\",\"\",末端区間!$H$38)","v":""},"Ｌ/sec"]
[null,null,"⑤ 動水勾配",null,"=",{"$f":"IF(末端区間!$AE$38=\"\",\"\",末端区間!$AE$38)","v":""},"‰",{"$f":"IF(末端区間!$AD$38=\"\",\"\",IF(末端区間!$AD$38=\"W\",\"（ウエストン公式より）\",\"（Ｈ．ウィリアムス公式より）\"))","v":""}]
[null,null,"⑥ 損失水頭",null,"=","⑤×(②＋③)"]
[null,null,null,null,"=",{"$f":"IF(F492=\"\",\"\",F492/1000)","v":""},"× (",{"$f":"IF(F489=\"\",\"\",F489)","v":""},"＋",{"$f":"IF(F490=\"\",\"\",F490)","v":""},")"]
[null,null,null,null,"=",{"$f":"IF(末端区間!$AG$38=\"\",\"\",末端区間!$AG$38)","v":""},"ｍ"]
[null,null,"⑦ 立上り",null,"=",{"$f":"IF(末端区間!$K$38=\"\",0,ROUND(末端区間!$K$38,2))","v":0},"ｍ"]
[null,null,"⑧ 他損失水頭等",null,"=",{"$f":"IF(末端区間!$AA$38=\"\",0,ROUND(末端区間!$AA$38,2))","v":0},"ｍ",{"$f":"IF(末端区間!$AB$38=\"\",\"\",\"（\"&末端区間!$AB$38&\"）\")","v":""}]
[null,null,"⑨ 区間所要水頭 m28",null,"=","⑥＋⑦＋⑧"]
[null,null,null,null,"=",{"$f":"IF(F495=\"\",\"\",F495)","v":""},"＋",{"$f":"IF(F496=\"\",\"\",F496)","v":0},"＋",{"$f":"IF(F497=\"\",\"\",F497)","v":0}]
[null,null,null,null,"=",{"$f":"IF(末端区間!$D$38=\"\",\"\",末端区間!$D$38)","v":""},"ｍ"]
[null,null,"⑩ 累計所要水頭 M28",null,"=","m28＋M27"]
[null,null,null,null,"=",{"$f":"IF(F500=\"\",\"\",F500)","v":""},"＋",{"$f":"IF(F485=\"\",\"\",F485)","v":""}]
[null,null,null,null,"=",{"$f":"IF(末端区間!$C$38=\"\",\"\",末端区間!$C$38)","v":""},"ｍ"]
[]
[null,"29．区　間",null,{"$f":"IF(末端区間!$G$39=\"\",\"\",末端区間!$G$39)","v":""}]
[null,null,"① 仮定口径",null,"=",{"$f":"IF(末端区間!$I$39=\"\",\"\",末端区間!$I$39)","v":""},"ｍｍ"]
[null,null,"② 管延長",null,"=",{"$f":"IF(末端区間!$J$39=\"\",\"\",末端区間!$J$39)","v":""},"ｍ"]
[null,null,"③ 直管換算長",null,"=",{"$f":"IF(末端区間!$AW$39=\"\",\"\",末端区間!$AW$39)","v":""},"ｍ"]
[null,null,"④ 流量",null,"=",{"$f":"IF(末端区間!$H$39=\"\",\"\",末端区間!$H$39)","v":""},"Ｌ/sec"]
[null,null,"⑤ 動水勾配",null,"=",{"$f":"IF(末端区間!$AE$39=\"\",\"\",末端区間!$AE$39)","v":""},"‰",{"$f":"IF(末端区間!$AD$39=\"\",\"\",IF(末端区間!$AD$39=\"W\",\"（ウエストン公式より）\",\"（Ｈ．ウィリアムス公式より）\"))","v":""}]
[null,null,"⑥ 損失水頭",null,"=","⑤×(②＋③)"]
[null,null,null,null,"=",{"$f":"IF(F510=\"\",\"\",F510/1000)","v":""},"× (",{"$f":"IF(F507=\"\",\"\",F507)","v":""},"＋",{"$f":"IF(F508=\"\",\"\",F508)","v":""},")"]
[null,null,null,null,"=",{"$f":"IF(末端区間!$AG$39=\"\",\"\",末端区間!$AG$39)","v":""},"ｍ"]
[null,null,"⑦ 立上り",null,"=",{"$f":"IF(末端区間!$K$39=\"\",0,ROUND(末端区間!$K$39,2))","v":0},"ｍ"]
[null,null,"⑧ 他損失水頭等",null,"=",{"$f":"IF(末端区間!$AA$39=\"\",0,ROUND(末端区間!$AA$39,2))","v":0},"ｍ",{"$f":"IF(末端区間!$AB$39=\"\",\"\",\"（\"&末端区間!$AB$39&\"）\")","v":""}]
[null,null,"⑨ 区間所要水頭 m29",null,"=","⑥＋⑦＋⑧"]
[null,null,null,null,"=",{"$f":"IF(F513=\"\",\"\",F513)","v":""},"＋",{"$f":"IF(F514=\"\",\"\",F514)","v":0},"＋",{"$f":"IF(F515=\"\",\"\",F515)","v":0}]
[null,null,null,null,"=",{"$f":"IF(末端区間!$D$39=\"\",\"\",末端区間!$D$39)","v":""},"ｍ"]
[null,null,"⑩ 累計所要水頭 M29",null,"=","m29＋M28"]
[null,null,null,null,"=",{"$f":"IF(F518=\"\",\"\",F518)","v":""},"＋",{"$f":"IF(F503=\"\",\"\",F503)","v":""}]
[null,null,null,null,"=",{"$f":"IF(末端区間!$C$39=\"\",\"\",末端区間!$C$39)","v":""},"ｍ"]
[]
[null,"30．区　間",null,{"$f":"IF(末端区間!$G$40=\"\",\"\",末端区間!$G$40)","v":""}]
[null,null,"① 仮定口径",null,"=",{"$f":"IF(末端区間!$I$40=\"\",\"\",末端区間!$I$40)","v":""},"ｍｍ"]
[null,null,"② 管延長",null,"=",{"$f":"IF(末端区間!$J$40=\"\",\"\",末端区間!$J$40)","v":""},"ｍ"]
[null,null,"③ 直管換算長",null,"=",{"$f":"IF(末端区間!$AW$40=\"\",\"\",末端区間!$AW$40)","v":""},"ｍ"]
[null,null,"④ 流量",null,"=",{"$f":"IF(末端区間!$H$40=\"\",\"\",末端区間!$H$40)","v":""},"Ｌ/sec"]
[null,null,"⑤ 動水勾配",null,"=",{"$f":"IF(末端区間!$AE$40=\"\",\"\",末端区間!$AE$40)","v":""},"‰",{"$f":"IF(末端区間!$AD$40=\"\",\"\",IF(末端区間!$AD$40=\"W\",\"（ウエストン公式より）\",\"（Ｈ．ウィリアムス公式より）\"))","v":""}]
[null,null,"⑥ 損失水頭",null,"=","⑤×(②＋③)"]
[null,null,null,null,"=",{"$f":"IF(F528=\"\",\"\",F528/1000)","v":""},"× (",{"$f":"IF(F525=\"\",\"\",F525)","v":""},"＋",{"$f":"IF(F526=\"\",\"\",F526)","v":""},")"]
[null,null,null,null,"=",{"$f":"IF(末端区間!$AG$40=\"\",\"\",末端区間!$AG$40)","v":""},"ｍ"]
[null,null,"⑦ 立上り",null,"=",{"$f":"IF(末端区間!$K$40=\"\",0,ROUND(末端区間!$K$40,2))","v":0},"ｍ"]
[null,null,"⑧ 他損失水頭等",null,"=",{"$f":"IF(末端区間!$AA$40=\"\",0,ROUND(末端区間!$AA$40,2))","v":0},"ｍ",{"$f":"IF(末端区間!$AB$40=\"\",\"\",\"（\"&末端区間!$AB$40&\"）\")","v":""}]
[null,null,"⑨ 区間所要水頭 m30",null,"=","⑥＋⑦＋⑧"]
[null,null,null,null,"=",{"$f":"IF(F531=\"\",\"\",F531)","v":""},"＋",{"$f":"IF(F532=\"\",\"\",F532)","v":0},"＋",{"$f":"IF(F533=\"\",\"\",F533)","v":0}]
[null,null,null,null,"=",{"$f":"IF(末端区間!$D$40=\"\",\"\",末端区間!$D$40)","v":""},"ｍ"]
[null,null,"⑩ 累計所要水頭 M30",null,"=","m30＋M29"]
[null,null,null,null,"=",{"$f":"IF(F536=\"\",\"\",F536)","v":""},"＋",{"$f":"IF(F521=\"\",\"\",F521)","v":""}]
[null,null,null,null,"=",{"$f":"IF(末端区間!$C$40=\"\",\"\",末端区間!$C$40)","v":""},"ｍ"]
[]
[null,"31．区　間",null,{"$f":"IF(末端区間!$G$41=\"\",\"\",末端区間!$G$41)","v":""}]
[null,null,"① 仮定口径",null,"=",{"$f":"IF(末端区間!$I$41=\"\",\"\",末端区間!$I$41)","v":""},"ｍｍ"]
[null,null,"② 管延長",null,"=",{"$f":"IF(末端区間!$J$41=\"\",\"\",末端区間!$J$41)","v":""},"ｍ"]
[null,null,"③ 直管換算長",null,"=",{"$f":"IF(末端区間!$AW$41=\"\",\"\",末端区間!$AW$41)","v":""},"ｍ"]
[null,null,"④ 流量",null,"=",{"$f":"IF(末端区間!$H$41=\"\",\"\",末端区間!$H$41)","v":""},"Ｌ/sec"]
[null,null,"⑤ 動水勾配",null,"=",{"$f":"IF(末端区間!$AE$41=\"\",\"\",末端区間!$AE$41)","v":""},"‰",{"$f":"IF(末端区間!$AD$41=\"\",\"\",IF(末端区間!$AD$41=\"W\",\"（ウエストン公式より）\",\"（Ｈ．ウィリアムス公式より）\"))","v":""}]
[null,null,"⑥ 損失水頭",null,"=","⑤×(②＋③)"]
[null,null,null,null,"=",{"$f":"IF(F546=\"\",\"\",F546/1000)","v":""},"× (",{"$f":"IF(F543=\"\",\"\",F543)","v":""},"＋",{"$f":"IF(F544=\"\",\"\",F544)","v":""},")"]
[null,null,null,null,"=",{"$f":"IF(末端区間!$AG$41=\"\",\"\",末端区間!$AG$41)","v":""},"ｍ"]
[null,null,"⑦ 立上り",null,"=",{"$f":"IF(末端区間!$K$41=\"\",0,ROUND(末端区間!$K$41,2))","v":0},"ｍ"]
[null,null,"⑧ 他損失水頭等",null,"=",{"$f":"IF(末端区間!$AA$41=\"\",0,ROUND(末端区間!$AA$41,2))","v":0},"ｍ",{"$f":"IF(末端区間!$AB$41=\"\",\"\",\"（\"&末端区間!$AB$41&\"）\")","v":""}]
[null,null,"⑨ 区間所要水頭 m31",null,"=","⑥＋⑦＋⑧"]
[null,null,null,null,"=",{"$f":"IF(F549=\"\",\"\",F549)","v":""},"＋",{"$f":"IF(F550=\"\",\"\",F550)","v":0},"＋",{"$f":"IF(F551=\"\",\"\",F551)","v":0}]
[null,null,null,null,"=",{"$f":"IF(末端区間!$D$41=\"\",\"\",末端区間!$D$41)","v":""},"ｍ"]
[null,null,"⑩ 累計所要水頭 M31",null,"=","m31＋M30"]
[null,null,null,null,"=",{"$f":"IF(F554=\"\",\"\",F554)","v":""},"＋",{"$f":"IF(F539=\"\",\"\",F539)","v":""}]
[null,null,null,null,"=",{"$f":"IF(末端区間!$C$41=\"\",\"\",末端区間!$C$41)","v":""},"ｍ"]
[]
[null,"32．区　間",null,{"$f":"IF(末端区間!$G$42=\"\",\"\",末端区間!$G$42)","v":""}]
[null,null,"① 仮定口径",null,"=",{"$f":"IF(末端区間!$I$42=\"\",\"\",末端区間!$I$42)","v":""},"ｍｍ"]
[null,null,"② 管延長",null,"=",{"$f":"IF(末端区間!$J$42=\"\",\"\",末端区間!$J$42)","v":""},"ｍ"]
[null,null,"③ 直管換算長",null,"=",{"$f":"IF(末端区間!$AW$42=\"\",\"\",末端区間!$AW$42)","v":""},"ｍ"]
[null,null,"④ 流量",null,"=",{"$f":"IF(末端区間!$H$42=\"\",\"\",末端区間!$H$42)","v":""},"Ｌ/sec"]
[null,null,"⑤ 動水勾配",null,"=",{"$f":"IF(末端区間!$AE$42=\"\",\"\",末端区間!$AE$42)","v":""},"‰",{"$f":"IF(末端区間!$AD$42=\"\",\"\",IF(末端区間!$AD$42=\"W\",\"（ウエストン公式より）\",\"（Ｈ．ウィリアムス公式より）\"))","v":""}]
[null,null,"⑥ 損失水頭",null,"=","⑤×(②＋③)"]
[null,null,null,null,"=",{"$f":"IF(F564=\"\",\"\",F564/1000)","v":""},"× (",{"$f":"IF(F561=\"\",\"\",F561)","v":""},"＋",{"$f":"IF(F562=\"\",\"\",F562)","v":""},")"]
[null,null,null,null,"=",{"$f":"IF(末端区間!$AG$42=\"\",\"\",末端区間!$AG$42)","v":""},"ｍ"]
[null,null,"⑦ 立上り",null,"=",{"$f":"IF(末端区間!$K$42=\"\",0,ROUND(末端区間!$K$42,2))","v":0},"ｍ"]
[null,null,"⑧ 他損失水頭等",null,"=",{"$f":"IF(末端区間!$AA$42=\"\",0,ROUND(末端区間!$AA$42,2))","v":0},"ｍ",{"$f":"IF(末端区間!$AB$42=\"\",\"\",\"（\"&末端区間!$AB$42&\"）\")","v":""}]
[null,null,"⑨ 区間所要水頭 m32",null,"=","⑥＋⑦＋⑧"]
[null,null,null,null,"=",{"$f":"IF(F567=\"\",\"\",F567)","v":""},"＋",{"$f":"IF(F568=\"\",\"\",F568)","v":0},"＋",{"$f":"IF(F569=\"\",\"\",F569)","v":0}]
[null,null,null,null,"=",{"$f":"IF(末端区間!$D$42=\"\",\"\",末端区間!$D$42)","v":""},"ｍ"]
[null,null,"⑩ 累計所要水頭 M32",null,"=","m32＋M31"]
[null,null,null,null,"=",{"$f":"IF(F572=\"\",\"\",F572)","v":""},"＋",{"$f":"IF(F557=\"\",\"\",F557)","v":""}]
[null,null,null,null,"=",{"$f":"IF(末端区間!$C$42=\"\",\"\",末端区間!$C$42)","v":""},"ｍ"]
[]
[null,"33．区　間",null,{"$f":"IF(末端区間!$G$43=\"\",\"\",末端区間!$G$43)","v":""}]
[null,null,"① 仮定口径",null,"=",{"$f":"IF(末端区間!$I$43=\"\",\"\",末端区間!$I$43)","v":""},"ｍｍ"]
[null,null,"② 管延長",null,"=",{"$f":"IF(末端区間!$J$43=\"\",\"\",末端区間!$J$43)","v":""},"ｍ"]
[null,null,"③ 直管換算長",null,"=",{"$f":"IF(末端区間!$AW$43=\"\",\"\",末端区間!$AW$43)","v":""},"ｍ"]
[null,null,"④ 流量",null,"=",{"$f":"IF(末端区間!$H$43=\"\",\"\",末端区間!$H$43)","v":""},"Ｌ/sec"]
[null,null,"⑤ 動水勾配",null,"=",{"$f":"IF(末端区間!$AE$43=\"\",\"\",末端区間!$AE$43)","v":""},"‰",{"$f":"IF(末端区間!$AD$43=\"\",\"\",IF(末端区間!$AD$43=\"W\",\"（ウエストン公式より）\",\"（Ｈ．ウィリアムス公式より）\"))","v":""}]
[null,null,"⑥ 損失水頭",null,"=","⑤×(②＋③)"]
[null,null,null,null,"=",{"$f":"IF(F582=\"\",\"\",F582/1000)","v":""},"× (",{"$f":"IF(F579=\"\",\"\",F579)","v":""},"＋",{"$f":"IF(F580=\"\",\"\",F580)","v":""},")"]
[null,null,null,null,"=",{"$f":"IF(末端区間!$AG$43=\"\",\"\",末端区間!$AG$43)","v":""},"ｍ"]
[null,null,"⑦ 立上り",null,"=",{"$f":"IF(末端区間!$K$43=\"\",0,ROUND(末端区間!$K$43,2))","v":0},"ｍ"]
[null,null,"⑧ 他損失水頭等",null,"=",{"$f":"IF(末端区間!$AA$43=\"\",0,ROUND(末端区間!$AA$43,2))","v":0},"ｍ",{"$f":"IF(末端区間!$AB$43=\"\",\"\",\"（\"&末端区間!$AB$43&\"）\")","v":""}]
[null,null,"⑨ 区間所要水頭 m33",null,"=","⑥＋⑦＋⑧"]
[null,null,null,null,"=",{"$f":"IF(F585=\"\",\"\",F585)","v":""},"＋",{"$f":"IF(F586=\"\",\"\",F586)","v":0},"＋",{"$f":"IF(F587=\"\",\"\",F587)","v":0}]
[null,null,null,null,"=",{"$f":"IF(末端区間!$D$43=\"\",\"\",末端区間!$D$43)","v":""},"ｍ"]
[null,null,"⑩ 累計所要水頭 M33",null,"=","m33＋M32"]
[null,null,null,null,"=",{"$f":"IF(F590=\"\",\"\",F590)","v":""},"＋",{"$f":"IF(F575=\"\",\"\",F575)","v":""}]
[null,null,null,null,"=",{"$f":"IF(末端区間!$C$43=\"\",\"\",末端区間!$C$43)","v":""},"ｍ"]
[]
[null,"34．区　間",null,{"$f":"IF(末端区間!$G$44=\"\",\"\",末端区間!$G$44)","v":""}]
[null,null,"① 仮定口径",null,"=",{"$f":"IF(末端区間!$I$44=\"\",\"\",末端区間!$I$44)","v":""},"ｍｍ"]
[null,null,"② 管延長",null,"=",{"$f":"IF(末端区間!$J$44=\"\",\"\",末端区間!$J$44)","v":""},"ｍ"]
[null,null,"③ 直管換算長",null,"=",{"$f":"IF(末端区間!$AW$44=\"\",\"\",末端区間!$AW$44)","v":""},"ｍ"]
[null,null,"④ 流量",null,"=",{"$f":"IF(末端区間!$H$44=\"\",\"\",末端区間!$H$44)","v":""},"Ｌ/sec"]
[null,null,"⑤ 動水勾配",null,"=",{"$f":"IF(末端区間!$AE$44=\"\",\"\",末端区間!$AE$44)","v":""},"‰",{"$f":"IF(末端区間!$AD$44=\"\",\"\",IF(末端区間!$AD$44=\"W\",\"（ウエストン公式より）\",\"（Ｈ．ウィリアムス公式より）\"))","v":""}]
[null,null,"⑥ 損失水頭",null,"=","⑤×(②＋③)"]
[null,null,null,null,"=",{"$f":"IF(F600=\"\",\"\",F600/1000)","v":""},"× (",{"$f":"IF(F597=\"\",\"\",F597)","v":""},"＋",{"$f":"IF(F598=\"\",\"\",F598)","v":""},")"]
[null,null,null,null,"=",{"$f":"IF(末端区間!$AG$44=\"\",\"\",末端区間!$AG$44)","v":""},"ｍ"]
[null,null,"⑦ 立上り",null,"=",{"$f":"IF(末端区間!$K$44=\"\",0,ROUND(末端区間!$K$44,2))","v":0},"ｍ"]
[null,null,"⑧ 他損失水頭等",null,"=",{"$f":"IF(末端区間!$AA$44=\"\",0,ROUND(末端区間!$AA$44,2))","v":0},"ｍ",{"$f":"IF(末端区間!$AB$44=\"\",\"\",\"（\"&末端区間!$AB$44&\"）\")","v":""}]
[null,null,"⑨ 区間所要水頭 m34",null,"=","⑥＋⑦＋⑧"]
[null,null,null,null,"=",{"$f":"IF(F603=\"\",\"\",F603)","v":""},"＋",{"$f":"IF(F604=\"\",\"\",F604)","v":0},"＋",{"$f":"IF(F605=\"\",\"\",F605)","v":0}]
[null,null,null,null,"=",{"$f":"IF(末端区間!$D$44=\"\",\"\",末端区間!$D$44)","v":""},"ｍ"]
[null,null,"⑩ 累計所要水頭 M34",null,"=","m34＋M33"]
[null,null,null,null,"=",{"$f":"IF(F608=\"\",\"\",F608)","v":""},"＋",{"$f":"IF(F593=\"\",\"\",F593)","v":""}]
[null,null,null,null,"=",{"$f":"IF(末端区間!$C$44=\"\",\"\",末端区間!$C$44)","v":""},"ｍ"]
[]
[null,"35．区　間",null,{"$f":"IF(末端区間!$G$45=\"\",\"\",末端区間!$G$45)","v":""}]
[null,null,"① 仮定口径",null,"=",{"$f":"IF(末端区間!$I$45=\"\",\"\",末端区間!$I$45)","v":""},"ｍｍ"]
[null,null,"② 管延長",null,"=",{"$f":"IF(末端区間!$J$45=\"\",\"\",末端区間!$J$45)","v":""},"ｍ"]
[null,null,"③ 直管換算長",null,"=",{"$f":"IF(末端区間!$AW$45=\"\",\"\",末端区間!$AW$45)","v":""},"ｍ"]
[null,null,"④ 流量",null,"=",{"$f":"IF(末端区間!$H$45=\"\",\"\",末端区間!$H$45)","v":""},"Ｌ/sec"]
[null,null,"⑤ 動水勾配",null,"=",{"$f":"IF(末端区間!$AE$45=\"\",\"\",末端区間!$AE$45)","v":""},"‰",{"$f":"IF(末端区間!$AD$45=\"\",\"\",IF(末端区間!$AD$45=\"W\",\"（ウエストン公式より）\",\"（Ｈ．ウィリアムス公式より）\"))","v":""}]
[null,null,"⑥ 損失水頭",null,"=","⑤×(②＋③)"]
[null,null,null,null,"=",{"$f":"IF(F618=\"\",\"\",F618/1000)","v":""},"× (",{"$f":"IF(F615=\"\",\"\",F615)","v":""},"＋",{"$f":"IF(F616=\"\",\"\",F616)","v":""},")"]
[null,null,null,null,"=",{"$f":"IF(末端区間!$AG$45=\"\",\"\",末端区間!$AG$45)","v":""},"ｍ"]
[null,null,"⑦ 立上り",null,"=",{"$f":"IF(末端区間!$K$45=\"\",0,ROUND(末端区間!$K$45,2))","v":0},"ｍ"]
[null,null,"⑧ 他損失水頭等",null,"=",{"$f":"IF(末端区間!$AA$45=\"\",0,ROUND(末端区間!$AA$45,2))","v":0},"ｍ",{"$f":"IF(末端区間!$AB$45=\"\",\"\",\"（\"&末端区間!$AB$45&\"）\")","v":""}]
[null,null,"⑨ 区間所要水頭 m35",null,"=","⑥＋⑦＋⑧"]
[null,null,null,null,"=",{"$f":"IF(F621=\"\",\"\",F621)","v":""},"＋",{"$f":"IF(F622=\"\",\"\",F622)","v":0},"＋",{"$f":"IF(F623=\"\",\"\",F623)","v":0}]
[null,null,null,null,"=",{"$f":"IF(末端区間!$D$45=\"\",\"\",末端区間!$D$45)","v":""},"ｍ"]
[null,null,"⑩ 累計所要水頭 M35",null,"=","m35＋M34"]
[null,null,null,null,"=",{"$f":"IF(F626=\"\",\"\",F626)","v":""},"＋",{"$f":"IF(F611=\"\",\"\",F611)","v":""}]
[null,null,null,null,"=",{"$f":"IF(末端区間!$C$45=\"\",\"\",末端区間!$C$45)","v":""},"ｍ"]
[]
[null,"36．区　間",null,{"$f":"IF(末端区間!$G$46=\"\",\"\",末端区間!$G$46)","v":""}]
[null,null,"① 仮定口径",null,"=",{"$f":"IF(末端区間!$I$46=\"\",\"\",末端区間!$I$46)","v":""},"ｍｍ"]
[null,null,"② 管延長",null,"=",{"$f":"IF(末端区間!$J$46=\"\",\"\",末端区間!$J$46)","v":""},"ｍ"]
[null,null,"③ 直管換算長",null,"=",{"$f":"IF(末端区間!$AW$46=\"\",\"\",末端区間!$AW$46)","v":""},"ｍ"]
[null,null,"④ 流量",null,"=",{"$f":"IF(末端区間!$H$46=\"\",\"\",末端区間!$H$46)","v":""},"Ｌ/sec"]
[null,null,"⑤ 動水勾配",null,"=",{"$f":"IF(末端区間!$AE$46=\"\",\"\",末端区間!$AE$46)","v":""},"‰",{"$f":"IF(末端区間!$AD$46=\"\",\"\",IF(末端区間!$AD$46=\"W\",\"（ウエストン公式より）\",\"（Ｈ．ウィリアムス公式より）\"))","v":""}]
[null,null,"⑥ 損失水頭",null,"=","⑤×(②＋③)"]
[null,null,null,null,"=",{"$f":"IF(F636=\"\",\"\",F636/1000)","v":""},"× (",{"$f":"IF(F633=\"\",\"\",F633)","v":""},"＋",{"$f":"IF(F634=\"\",\"\",F634)","v":""},")"]
[null,null,null,null,"=",{"$f":"IF(末端区間!$AG$46=\"\",\"\",末端区間!$AG$46)","v":""},"ｍ"]
[null,null,"⑦ 立上り",null,"=",{"$f":"IF(末端区間!$K$46=\"\",0,ROUND(末端区間!$K$46,2))","v":0},"ｍ"]
[null,null,"⑧ 他損失水頭等",null,"=",{"$f":"IF(末端区間!$AA$46=\"\",0,ROUND(末端区間!$AA$46,2))","v":0},"ｍ",{"$f":"IF(末端区間!$AB$46=\"\",\"\",\"（\"&末端区間!$AB$46&\"）\")","v":""}]
[null,null,"⑨ 区間所要水頭 m36",null,"=","⑥＋⑦＋⑧"]
[null,null,null,null,"=",{"$f":"IF(F639=\"\",\"\",F639)","v":""},"＋",{"$f":"IF(F640=\"\",\"\",F640)","v":0},"＋",{"$f":"IF(F641=\"\",\"\",F641)","v":0}]
[null,null,null,null,"=",{"$f":"IF(末端区間!$D$46=\"\",\"\",末端区間!$D$46)","v":""},"ｍ"]
[null,null,"⑩ 累計所要水頭 M36",null,"=","m36＋M35"]
[null,null,null,null,"=",{"$f":"IF(F644=\"\",\"\",F644)","v":""},"＋",{"$f":"IF(F629=\"\",\"\",F629)","v":""}]
[null,null,null,null,"=",{"$f":"IF(末端区間!$C$46=\"\",\"\",末端区間!$C$46)","v":""},"ｍ"]
[]
[null,"37．区　間",null,{"$f":"IF(末端区間!$G$47=\"\",\"\",末端区間!$G$47)","v":""}]
[null,null,"① 仮定口径",null,"=",{"$f":"IF(末端区間!$I$47=\"\",\"\",末端区間!$I$47)","v":""},"ｍｍ"]
[null,null,"② 管延長",null,"=",{"$f":"IF(末端区間!$J$47=\"\",\"\",末端区間!$J$47)","v":""},"ｍ"]
[null,null,"③ 直管換算長",null,"=",{"$f":"IF(末端区間!$AW$47=\"\",\"\",末端区間!$AW$47)","v":""},"ｍ"]
[null,null,"④ 流量",null,"=",{"$f":"IF(末端区間!$H$47=\"\",\"\",末端区間!$H$47)","v":""},"Ｌ/sec"]
[null,null,"⑤ 動水勾配",null,"=",{"$f":"IF(末端区間!$AE$47=\"\",\"\",末端区間!$AE$47)","v":""},"‰",{"$f":"IF(末端区間!$AD$47=\"\",\"\",IF(末端区間!$AD$47=\"W\",\"（ウエストン公式より）\",\"（Ｈ．ウィリアムス公式より）\"))","v":""}]
[null,null,"⑥ 損失水頭",null,"=","⑤×(②＋③)"]
[null,null,null,null,"=",{"$f":"IF(F654=\"\",\"\",F654/1000)","v":""},"× (",{"$f":"IF(F651=\"\",\"\",F651)","v":""},"＋",{"$f":"IF(F652=\"\",\"\",F652)","v":""},")"]
[null,null,null,null,"=",{"$f":"IF(末端区間!$AG$47=\"\",\"\",末端区間!$AG$47)","v":""},"ｍ"]
[null,null,"⑦ 立上り",null,"=",{"$f":"IF(末端区間!$K$47=\"\",0,ROUND(末端区間!$K$47,2))","v":0},"ｍ"]
[null,null,"⑧ 他損失水頭等",null,"=",{"$f":"IF(末端区間!$AA$47=\"\",0,ROUND(末端区間!$AA$47,2))","v":0},"ｍ",{"$f":"IF(末端区間!$AB$47=\"\",\"\",\"（\"&末端区間!$AB$47&\"）\")","v":""}]
[null,null,"⑨ 区間所要水頭 m37",null,"=","⑥＋⑦＋⑧"]
[null,null,null,null,"=",{"$f":"IF(F657=\"\",\"\",F657)","v":""},"＋",{"$f":"IF(F658=\"\",\"\",F658)","v":0},"＋",{"$f":"IF(F659=\"\",\"\",F659)","v":0}]
[null,null,null,null,"=",{"$f":"IF(末端区間!$D$47=\"\",\"\",末端区間!$D$47)","v":""},"ｍ"]
[null,null,"⑩ 累計所要水頭 M37",null,"=","m37＋M36"]
[null,null,null,null,"=",{"$f":"IF(F662=\"\",\"\",F662)","v":""},"＋",{"$f":"IF(F647=\"\",\"\",F647)","v":""}]
[null,null,null,null,"=",{"$f":"IF(末端区間!$C$47=\"\",\"\",末端区間!$C$47)","v":""},"ｍ"]
[]
[null,"38．区　間",null,{"$f":"IF(末端区間!$G$48=\"\",\"\",末端区間!$G$48)","v":""}]
[null,null,"① 仮定口径",null,"=",{"$f":"IF(末端区間!$I$48=\"\",\"\",末端区間!$I$48)","v":""},"ｍｍ"]
[null,null,"② 管延長",null,"=",{"$f":"IF(末端区間!$J$48=\"\",\"\",末端区間!$J$48)","v":""},"ｍ"]
[null,null,"③ 直管換算長",null,"=",{"$f":"IF(末端区間!$AW$48=\"\",\"\",末端区間!$AW$48)","v":""},"ｍ"]
[null,null,"④ 流量",null,"=",{"$f":"IF(末端区間!$H$48=\"\",\"\",末端区間!$H$48)","v":""},"Ｌ/sec"]
[null,null,"⑤ 動水勾配",null,"=",{"$f":"IF(末端区間!$AE$48=\"\",\"\",末端区間!$AE$48)","v":""},"‰",{"$f":"IF(末端区間!$AD$48=\"\",\"\",IF(末端区間!$AD$48=\"W\",\"（ウエストン公式より）\",\"（Ｈ．ウィリアムス公式より）\"))","v":""}]
[null,null,"⑥ 損失水頭",null,"=","⑤×(②＋③)"]
[null,null,null,null,"=",{"$f":"IF(F672=\"\",\"\",F672/1000)","v":""},"× (",{"$f":"IF(F669=\"\",\"\",F669)","v":""},"＋",{"$f":"IF(F670=\"\",\"\",F670)","v":""},")"]
[null,null,null,null,"=",{"$f":"IF(末端区間!$AG$48=\"\",\"\",末端区間!$AG$48)","v":""},"ｍ"]
[null,null,"⑦ 立上り",null,"=",{"$f":"IF(末端区間!$K$48=\"\",0,ROUND(末端区間!$K$48,2))","v":0},"ｍ"]
[null,null,"⑧ 他損失水頭等",null,"=",{"$f":"IF(末端区間!$AA$48=\"\",0,ROUND(末端区間!$AA$48,2))","v":0},"ｍ",{"$f":"IF(末端区間!$AB$48=\"\",\"\",\"（\"&末端区間!$AB$48&\"）\")","v":""}]
[null,null,"⑨ 区間所要水頭 m38",null,"=","⑥＋⑦＋⑧"]
[null,null,null,null,"=",{"$f":"IF(F675=\"\",\"\",F675)","v":""},"＋",{"$f":"IF(F676=\"\",\"\",F676)","v":0},"＋",{"$f":"IF(F677=\"\",\"\",F677)","v":0}]
[null,null,null,null,"=",{"$f":"IF(末端区間!$D$48=\"\",\"\",末端区間!$D$48)","v":""},"ｍ"]
[null,null,"⑩ 累計所要水頭 M38",null,"=","m38＋M37"]
[null,null,null,null,"=",{"$f":"IF(F680=\"\",\"\",F680)","v":""},"＋",{"$f":"IF(F665=\"\",\"\",F665)","v":""}]
[null,null,null,null,"=",{"$f":"IF(末端区間!$C$48=\"\",\"\",末端区間!$C$48)","v":""},"ｍ"]
[]
[null,"39．区　間",null,{"$f":"IF(末端区間!$G$49=\"\",\"\",末端区間!$G$49)","v":""}]
[null,null,"① 仮定口径",null,"=",{"$f":"IF(末端区間!$I$49=\"\",\"\",末端区間!$I$49)","v":""},"ｍｍ"]
[null,null,"② 管延長",null,"=",{"$f":"IF(末端区間!$J$49=\"\",\"\",末端区間!$J$49)","v":""},"ｍ"]
[null,null,"③ 直管換算長",null,"=",{"$f":"IF(末端区間!$AW$49=\"\",\"\",末端区間!$AW$49)","v":""},"ｍ"]
[null,null,"④ 流量",null,"=",{"$f":"IF(末端区間!$H$49=\"\",\"\",末端区間!$H$49)","v":""},"Ｌ/sec"]
[null,null,"⑤ 動水勾配",null,"=",{"$f":"IF(末端区間!$AE$49=\"\",\"\",末端区間!$AE$49)","v":""},"‰",{"$f":"IF(末端区間!$AD$49=\"\",\"\",IF(末端区間!$AD$49=\"W\",\"（ウエストン公式より）\",\"（Ｈ．ウィリアムス公式より）\"))","v":""}]
[null,null,"⑥ 損失水頭",null,"=","⑤×(②＋③)"]
[null,null,null,null,"=",{"$f":"IF(F690=\"\",\"\",F690/1000)","v":""},"× (",{"$f":"IF(F687=\"\",\"\",F687)","v":""},"＋",{"$f":"IF(F688=\"\",\"\",F688)","v":""},")"]
[null,null,null,null,"=",{"$f":"IF(末端区間!$AG$49=\"\",\"\",末端区間!$AG$49)","v":""},"ｍ"]
[null,null,"⑦ 立上り",null,"=",{"$f":"IF(末端区間!$K$49=\"\",0,ROUND(末端区間!$K$49,2))","v":0},"ｍ"]
[null,null,"⑧ 他損失水頭等",null,"=",{"$f":"IF(末端区間!$AA$49=\"\",0,ROUND(末端区間!$AA$49,2))","v":0},"ｍ",{"$f":"IF(末端区間!$AB$49=\"\",\"\",\"（\"&末端区間!$AB$49&\"）\")","v":""}]
[null,null,"⑨ 区間所要水頭 m39",null,"=","⑥＋⑦＋⑧"]
[null,null,null,null,"=",{"$f":"IF(F693=\"\",\"\",F693)","v":""},"＋",{"$f":"IF(F694=\"\",\"\",F694)","v":0},"＋",{"$f":"IF(F695=\"\",\"\",F695)","v":0}]
[null,null,null,null,"=",{"$f":"IF(末端区間!$D$49=\"\",\"\",末端区間!$D$49)","v":""},"ｍ"]
[null,null,"⑩ 累計所要水頭 M39",null,"=","m39＋M38"]
[null,null,null,null,"=",{"$f":"IF(F698=\"\",\"\",F698)","v":""},"＋",{"$f":"IF(F683=\"\",\"\",F683)","v":""}]
[null,null,null,null,"=",{"$f":"IF(末端区間!$C$49=\"\",\"\",末端区間!$C$49)","v":""},"ｍ"]
[]
[null,"40．区　間",null,{"$f":"IF(末端区間!$G$50=\"\",\"\",末端区間!$G$50)","v":""}]
[null,null,"① 仮定口径",null,"=",{"$f":"IF(末端区間!$I$50=\"\",\"\",末端区間!$I$50)","v":""},"ｍｍ"]
[null,null,"② 管延長",null,"=",{"$f":"IF(末端区間!$J$50=\"\",\"\",末端区間!$J$50)","v":""},"ｍ"]
[null,null,"③ 直管換算長",null,"=",{"$f":"IF(末端区間!$AW$50=\"\",\"\",末端区間!$AW$50)","v":""},"ｍ"]
[null,null,"④ 流量",null,"=",{"$f":"IF(末端区間!$H$50=\"\",\"\",末端区間!$H$50)","v":""},"Ｌ/sec"]
[null,null,"⑤ 動水勾配",null,"=",{"$f":"IF(末端区間!$AE$50=\"\",\"\",末端区間!$AE$50)","v":""},"‰",{"$f":"IF(末端区間!$AD$50=\"\",\"\",IF(末端区間!$AD$50=\"W\",\"（ウエストン公式より）\",\"（Ｈ．ウィリアムス公式より）\"))","v":""}]
[null,null,"⑥ 損失水頭",null,"=","⑤×(②＋③)"]
[null,null,null,null,"=",{"$f":"IF(F708=\"\",\"\",F708/1000)","v":""},"× (",{"$f":"IF(F705=\"\",\"\",F705)","v":""},"＋",{"$f":"IF(F706=\"\",\"\",F706)","v":""},")"]
[null,null,null,null,"=",{"$f":"IF(末端区間!$AG$50=\"\",\"\",末端区間!$AG$50)","v":""},"ｍ"]
[null,null,"⑦ 立上り",null,"=",{"$f":"IF(末端区間!$K$50=\"\",0,ROUND(末端区間!$K$50,2))","v":0},"ｍ"]
[null,null,"⑧ 他損失水頭等",null,"=",{"$f":"IF(末端区間!$AA$50=\"\",0,ROUND(末端区間!$AA$50,2))","v":0},"ｍ",{"$f":"IF(末端区間!$AB$50=\"\",\"\",\"（\"&末端区間!$AB$50&\"）\")","v":""}]
[null,null,"⑨ 区間所要水頭 m40",null,"=","⑥＋⑦＋⑧"]
[null,null,null,null,"=",{"$f":"IF(F711=\"\",\"\",F711)","v":""},"＋",{"$f":"IF(F712=\"\",\"\",F712)","v":0},"＋",{"$f":"IF(F713=\"\",\"\",F713)","v":0}]
[null,null,null,null,"=",{"$f":"IF(末端区間!$D$50=\"\",\"\",末端区間!$D$50)","v":""},"ｍ"]
[null,null,"⑩ 累計所要水頭 M40",null,"=","m40＋M39"]
[null,null,null,null,"=",{"$f":"IF(F716=\"\",\"\",F716)","v":""},"＋",{"$f":"IF(F701=\"\",\"\",F701)","v":""}]
[null,null,null,null,"=",{"$f":"IF(末端区間!$C$50=\"\",\"\",末端区間!$C$50)","v":""},"ｍ"]
[]
[null,"41．区　間",null,{"$f":"IF(末端区間!$G$51=\"\",\"\",末端区間!$G$51)","v":""}]
[null,null,"① 仮定口径",null,"=",{"$f":"IF(末端区間!$I$51=\"\",\"\",末端区間!$I$51)","v":""},"ｍｍ"]
[null,null,"② 管延長",null,"=",{"$f":"IF(末端区間!$J$51=\"\",\"\",末端区間!$J$51)","v":""},"ｍ"]
[null,null,"③ 直管換算長",null,"=",{"$f":"IF(末端区間!$AW$51=\"\",\"\",末端区間!$AW$51)","v":""},"ｍ"]
[null,null,"④ 流量",null,"=",{"$f":"IF(末端区間!$H$51=\"\",\"\",末端区間!$H$51)","v":""},"Ｌ/sec"]
[null,null,"⑤ 動水勾配",null,"=",{"$f":"IF(末端区間!$AE$51=\"\",\"\",末端区間!$AE$51)","v":""},"‰",{"$f":"IF(末端区間!$AD$51=\"\",\"\",IF(末端区間!$AD$51=\"W\",\"（ウエストン公式より）\",\"（Ｈ．ウィリアムス公式より）\"))","v":""}]
[null,null,"⑥ 損失水頭",null,"=","⑤×(②＋③)"]
[null,null,null,null,"=",{"$f":"IF(F726=\"\",\"\",F726/1000)","v":""},"× (",{"$f":"IF(F723=\"\",\"\",F723)","v":""},"＋",{"$f":"IF(F724=\"\",\"\",F724)","v":""},")"]
[null,null,null,null,"=",{"$f":"IF(末端区間!$AG$51=\"\",\"\",末端区間!$AG$51)","v":""},"ｍ"]
[null,null,"⑦ 立上り",null,"=",{"$f":"IF(末端区間!$K$51=\"\",0,ROUND(末端区間!$K$51,2))","v":0},"ｍ"]
[null,null,"⑧ 他損失水頭等",null,"=",{"$f":"IF(末端区間!$AA$51=\"\",0,ROUND(末端区間!$AA$51,2))","v":0},"ｍ",{"$f":"IF(末端区間!$AB$51=\"\",\"\",\"（\"&末端区間!$AB$51&\"）\")","v":""}]
[null,null,"⑨ 区間所要水頭 m41",null,"=","⑥＋⑦＋⑧"]
[null,null,null,null,"=",{"$f":"IF(F729=\"\",\"\",F729)","v":""},"＋",{"$f":"IF(F730=\"\",\"\",F730)","v":0},"＋",{"$f":"IF(F731=\"\",\"\",F731)","v":0}]
[null,null,null,null,"=",{"$f":"IF(末端区間!$D$51=\"\",\"\",末端区間!$D$51)","v":""},"ｍ"]
[null,null,"⑩ 累計所要水頭 M41",null,"=","m41＋M40"]
[null,null,null,null,"=",{"$f":"IF(F734=\"\",\"\",F734)","v":""},"＋",{"$f":"IF(F719=\"\",\"\",F719)","v":""}]
[null,null,null,null,"=",{"$f":"IF(末端区間!$C$51=\"\",\"\",末端区間!$C$51)","v":""},"ｍ"]
[]
[null,"42．区　間",null,{"$f":"IF(末端区間!$G$52=\"\",\"\",末端区間!$G$52)","v":""}]
[null,null,"① 仮定口径",null,"=",{"$f":"IF(末端区間!$I$52=\"\",\"\",末端区間!$I$52)","v":""},"ｍｍ"]
[null,null,"② 管延長",null,"=",{"$f":"IF(末端区間!$J$52=\"\",\"\",末端区間!$J$52)","v":""},"ｍ"]
[null,null,"③ 直管換算長",null,"=",{"$f":"IF(末端区間!$AW$52=\"\",\"\",末端区間!$AW$52)","v":""},"ｍ"]
[null,null,"④ 流量",null,"=",{"$f":"IF(末端区間!$H$52=\"\",\"\",末端区間!$H$52)","v":""},"Ｌ/sec"]
[null,null,"⑤ 動水勾配",null,"=",{"$f":"IF(末端区間!$AE$52=\"\",\"\",末端区間!$AE$52)","v":""},"‰",{"$f":"IF(末端区間!$AD$52=\"\",\"\",IF(末端区間!$AD$52=\"W\",\"（ウエストン公式より）\",\"（Ｈ．ウィリアムス公式より）\"))","v":""}]
[null,null,"⑥ 損失水頭",null,"=","⑤×(②＋③)"]
[null,null,null,null,"=",{"$f":"IF(F744=\"\",\"\",F744/1000)","v":""},"× (",{"$f":"IF(F741=\"\",\"\",F741)","v":""},"＋",{"$f":"IF(F742=\"\",\"\",F742)","v":""},")"]
[null,null,null,null,"=",{"$f":"IF(末端区間!$AG$52=\"\",\"\",末端区間!$AG$52)","v":""},"ｍ"]
[null,null,"⑦ 立上り",null,"=",{"$f":"IF(末端区間!$K$52=\"\",0,ROUND(末端区間!$K$52,2))","v":0},"ｍ"]
[null,null,"⑧ 他損失水頭等",null,"=",{"$f":"IF(末端区間!$AA$52=\"\",0,ROUND(末端区間!$AA$52,2))","v":0},"ｍ",{"$f":"IF(末端区間!$AB$52=\"\",\"\",\"（\"&末端区間!$AB$52&\"）\")","v":""}]
[null,null,"⑨ 区間所要水頭 m42",null,"=","⑥＋⑦＋⑧"]
[null,null,null,null,"=",{"$f":"IF(F747=\"\",\"\",F747)","v":""},"＋",{"$f":"IF(F748=\"\",\"\",F748)","v":0},"＋",{"$f":"IF(F749=\"\",\"\",F749)","v":0}]
[null,null,null,null,"=",{"$f":"IF(末端区間!$D$52=\"\",\"\",末端区間!$D$52)","v":""},"ｍ"]
[null,null,"⑩ 累計所要水頭 M42",null,"=","m42＋M41"]
[null,null,null,null,"=",{"$f":"IF(F752=\"\",\"\",F752)","v":""},"＋",{"$f":"IF(F737=\"\",\"\",F737)","v":""}]
[null,null,null,null,"=",{"$f":"IF(末端区間!$C$52=\"\",\"\",末端区間!$C$52)","v":""},"ｍ"]
[]
[null,"43．区　間",null,{"$f":"IF(末端区間!$G$53=\"\",\"\",末端区間!$G$53)","v":""}]
[null,null,"① 仮定口径",null,"=",{"$f":"IF(末端区間!$I$53=\"\",\"\",末端区間!$I$53)","v":""},"ｍｍ"]
[null,null,"② 管延長",null,"=",{"$f":"IF(末端区間!$J$53=\"\",\"\",末端区間!$J$53)","v":""},"ｍ"]
[null,null,"③ 直管換算長",null,"=",{"$f":"IF(末端区間!$AW$53=\"\",\"\",末端区間!$AW$53)","v":""},"ｍ"]
[null,null,"④ 流量",null,"=",{"$f":"IF(末端区間!$H$53=\"\",\"\",末端区間!$H$53)","v":""},"Ｌ/sec"]
[null,null,"⑤ 動水勾配",null,"=",{"$f":"IF(末端区間!$AE$53=\"\",\"\",末端区間!$AE$53)","v":""},"‰",{"$f":"IF(末端区間!$AD$53=\"\",\"\",IF(末端区間!$AD$53=\"W\",\"（ウエストン公式より）\",\"（Ｈ．ウィリアムス公式より）\"))","v":""}]
[null,null,"⑥ 損失水頭",null,"=","⑤×(②＋③)"]
[null,null,null,null,"=",{"$f":"IF(F762=\"\",\"\",F762/1000)","v":""},"× (",{"$f":"IF(F759=\"\",\"\",F759)","v":""},"＋",{"$f":"IF(F760=\"\",\"\",F760)","v":""},")"]
[null,null,null,null,"=",{"$f":"IF(末端区間!$AG$53=\"\",\"\",末端区間!$AG$53)","v":""},"ｍ"]
[null,null,"⑦ 立上り",null,"=",{"$f":"IF(末端区間!$K$53=\"\",0,ROUND(末端区間!$K$53,2))","v":0},"ｍ"]
[null,null,"⑧ 他損失水頭等",null,"=",{"$f":"IF(末端区間!$AA$53=\"\",0,ROUND(末端区間!$AA$53,2))","v":0},"ｍ",{"$f":"IF(末端区間!$AB$53=\"\",\"\",\"（\"&末端区間!$AB$53&\"）\")","v":""}]
[null,null,"⑨ 区間所要水頭 m43",null,"=","⑥＋⑦＋⑧"]
[null,null,null,null,"=",{"$f":"IF(F765=\"\",\"\",F765)","v":""},"＋",{"$f":"IF(F766=\"\",\"\",F766)","v":0},"＋",{"$f":"IF(F767=\"\",\"\",F767)","v":0}]
[null,null,null,null,"=",{"$f":"IF(末端区間!$D$53=\"\",\"\",末端区間!$D$53)","v":""},"ｍ"]
[null,null,"⑩ 累計所要水頭 M43",null,"=","m43＋M42"]
[null,null,null,null,"=",{"$f":"IF(F770=\"\",\"\",F770)","v":""},"＋",{"$f":"IF(F755=\"\",\"\",F755)","v":""}]
[null,null,null,null,"=",{"$f":"IF(末端区間!$C$53=\"\",\"\",末端区間!$C$53)","v":""},"ｍ"]
[]
[null,"44．区　間",null,{"$f":"IF(末端区間!$G$54=\"\",\"\",末端区間!$G$54)","v":""}]
[null,null,"① 仮定口径",null,"=",{"$f":"IF(末端区間!$I$54=\"\",\"\",末端区間!$I$54)","v":""},"ｍｍ"]
[null,null,"② 管延長",null,"=",{"$f":"IF(末端区間!$J$54=\"\",\"\",末端区間!$J$54)","v":""},"ｍ"]
[null,null,"③ 直管換算長",null,"=",{"$f":"IF(末端区間!$AW$54=\"\",\"\",末端区間!$AW$54)","v":""},"ｍ"]
[null,null,"④ 流量",null,"=",{"$f":"IF(末端区間!$H$54=\"\",\"\",末端区間!$H$54)","v":""},"Ｌ/sec"]
[null,null,"⑤ 動水勾配",null,"=",{"$f":"IF(末端区間!$AE$54=\"\",\"\",末端区間!$AE$54)","v":""},"‰",{"$f":"IF(末端区間!$AD$54=\"\",\"\",IF(末端区間!$AD$54=\"W\",\"（ウエストン公式より）\",\"（Ｈ．ウィリアムス公式より）\"))","v":""}]
[null,null,"⑥ 損失水頭",null,"=","⑤×(②＋③)"]
[null,null,null,null,"=",{"$f":"IF(F780=\"\",\"\",F780/1000)","v":""},"× (",{"$f":"IF(F777=\"\",\"\",F777)","v":""},"＋",{"$f":"IF(F778=\"\",\"\",F778)","v":""},")"]
[null,null,null,null,"=",{"$f":"IF(末端区間!$AG$54=\"\",\"\",末端区間!$AG$54)","v":""},"ｍ"]
[null,null,"⑦ 立上り",null,"=",{"$f":"IF(末端区間!$K$54=\"\",0,ROUND(末端区間!$K$54,2))","v":0},"ｍ"]
[null,null,"⑧ 他損失水頭等",null,"=",{"$f":"IF(末端区間!$AA$54=\"\",0,ROUND(末端区間!$AA$54,2))","v":0},"ｍ",{"$f":"IF(末端区間!$AB$54=\"\",\"\",\"（\"&末端区間!$AB$54&\"）\")","v":""}]
[null,null,"⑨ 区間所要水頭 m44",null,"=","⑥＋⑦＋⑧"]
[null,null,null,null,"=",{"$f":"IF(F783=\"\",\"\",F783)","v":""},"＋",{"$f":"IF(F784=\"\",\"\",F784)","v":0},"＋",{"$f":"IF(F785=\"\",\"\",F785)","v":0}]
[null,null,null,null,"=",{"$f":"IF(末端区間!$D$54=\"\",\"\",末端区間!$D$54)","v":""},"ｍ"]
[null,null,"⑩ 累計所要水頭 M44",null,"=","m44＋M43"]
[null,null,null,null,"=",{"$f":"IF(F788=\"\",\"\",F788)","v":""},"＋",{"$f":"IF(F773=\"\",\"\",F773)","v":""}]
[null,null,null,null,"=",{"$f":"IF(末端区間!$C$54=\"\",\"\",末端区間!$C$54)","v":""},"ｍ"]
[]
[null,"45．区　間",null,{"$f":"IF(末端区間!$G$55=\"\",\"\",末端区間!$G$55)","v":""}]
[null,null,"① 仮定口径",null,"=",{"$f":"IF(末端区間!$I$55=\"\",\"\",末端区間!$I$55)","v":""},"ｍｍ"]
[null,null,"② 管延長",null,"=",{"$f":"IF(末端区間!$J$55=\"\",\"\",末端区間!$J$55)","v":""},"ｍ"]
[null,null,"③ 直管換算長",null,"=",{"$f":"IF(末端区間!$AW$55=\"\",\"\",末端区間!$AW$55)","v":""},"ｍ"]
[null,null,"④ 流量",null,"=",{"$f":"IF(末端区間!$H$55=\"\",\"\",末端区間!$H$55)","v":""},"Ｌ/sec"]
[null,null,"⑤ 動水勾配",null,"=",{"$f":"IF(末端区間!$AE$55=\"\",\"\",末端区間!$AE$55)","v":""},"‰",{"$f":"IF(末端区間!$AD$55=\"\",\"\",IF(末端区間!$AD$55=\"W\",\"（ウエストン公式より）\",\"（Ｈ．ウィリアムス公式より）\"))","v":""}]
[null,null,"⑥ 損失水頭",null,"=","⑤×(②＋③)"]
[null,null,null,null,"=",{"$f":"IF(F798=\"\",\"\",F798/1000)","v":""},"× (",{"$f":"IF(F795=\"\",\"\",F795)","v":""},"＋",{"$f":"IF(F796=\"\",\"\",F796)","v":""},")"]
[null,null,null,null,"=",{"$f":"IF(末端区間!$AG$55=\"\",\"\",末端区間!$AG$55)","v":""},"ｍ"]
[null,null,"⑦ 立上り",null,"=",{"$f":"IF(末端区間!$K$55=\"\",0,ROUND(末端区間!$K$55,2))","v":0},"ｍ"]
[null,null,"⑧ 他損失水頭等",null,"=",{"$f":"IF(末端区間!$AA$55=\"\",0,ROUND(末端区間!$AA$55,2))","v":0},"ｍ",{"$f":"IF(末端区間!$AB$55=\"\",\"\",\"（\"&末端区間!$AB$55&\"）\")","v":""}]
[null,null,"⑨ 区間所要水頭 m45",null,"=","⑥＋⑦＋⑧"]
[null,null,null,null,"=",{"$f":"IF(F801=\"\",\"\",F801)","v":""},"＋",{"$f":"IF(F802=\"\",\"\",F802)","v":0},"＋",{"$f":"IF(F803=\"\",\"\",F803)","v":0}]
[null,null,null,null,"=",{"$f":"IF(末端区間!$D$55=\"\",\"\",末端区間!$D$55)","v":""},"ｍ"]
[null,null,"⑩ 累計所要水頭 M45",null,"=","m45＋M44"]
[null,null,null,null,"=",{"$f":"IF(F806=\"\",\"\",F806)","v":""},"＋",{"$f":"IF(F791=\"\",\"\",F791)","v":""}]
[null,null,null,null,"=",{"$f":"IF(末端区間!$C$55=\"\",\"\",末端区間!$C$55)","v":""},"ｍ"]
[]
[null,"46．区　間",null,{"$f":"IF(末端区間!$G$56=\"\",\"\",末端区間!$G$56)","v":""}]
[null,null,"① 仮定口径",null,"=",{"$f":"IF(末端区間!$I$56=\"\",\"\",末端区間!$I$56)","v":""},"ｍｍ"]
[null,null,"② 管延長",null,"=",{"$f":"IF(末端区間!$J$56=\"\",\"\",末端区間!$J$56)","v":""},"ｍ"]
[null,null,"③ 直管換算長",null,"=",{"$f":"IF(末端区間!$AW$56=\"\",\"\",末端区間!$AW$56)","v":""},"ｍ"]
[null,null,"④ 流量",null,"=",{"$f":"IF(末端区間!$H$56=\"\",\"\",末端区間!$H$56)","v":""},"Ｌ/sec"]
[null,null,"⑤ 動水勾配",null,"=",{"$f":"IF(末端区間!$AE$56=\"\",\"\",末端区間!$AE$56)","v":""},"‰",{"$f":"IF(末端区間!$AD$56=\"\",\"\",IF(末端区間!$AD$56=\"W\",\"（ウエストン公式より）\",\"（Ｈ．ウィリアムス公式より）\"))","v":""}]
[null,null,"⑥ 損失水頭",null,"=","⑤×(②＋③)"]
[null,null,null,null,"=",{"$f":"IF(F816=\"\",\"\",F816/1000)","v":""},"× (",{"$f":"IF(F813=\"\",\"\",F813)","v":""},"＋",{"$f":"IF(F814=\"\",\"\",F814)","v":""},")"]
[null,null,null,null,"=",{"$f":"IF(末端区間!$AG$56=\"\",\"\",末端区間!$AG$56)","v":""},"ｍ"]
[null,null,"⑦ 立上り",null,"=",{"$f":"IF(末端区間!$K$56=\"\",0,ROUND(末端区間!$K$56,2))","v":0},"ｍ"]
[null,null,"⑧ 他損失水頭等",null,"=",{"$f":"IF(末端区間!$AA$56=\"\",0,ROUND(末端区間!$AA$56,2))","v":0},"ｍ",{"$f":"IF(末端区間!$AB$56=\"\",\"\",\"（\"&末端区間!$AB$56&\"）\")","v":""}]
[null,null,"⑨ 区間所要水頭 m46",null,"=","⑥＋⑦＋⑧"]
[null,null,null,null,"=",{"$f":"IF(F819=\"\",\"\",F819)","v":""},"＋",{"$f":"IF(F820=\"\",\"\",F820)","v":0},"＋",{"$f":"IF(F821=\"\",\"\",F821)","v":0}]
[null,null,null,null,"=",{"$f":"IF(末端区間!$D$56=\"\",\"\",末端区間!$D$56)","v":""},"ｍ"]
[null,null,"⑩ 累計所要水頭 M46",null,"=","m46＋M45"]
[null,null,null,null,"=",{"$f":"IF(F824=\"\",\"\",F824)","v":""},"＋",{"$f":"IF(F809=\"\",\"\",F809)","v":""}]
[null,null,null,null,"=",{"$f":"IF(末端区間!$C$56=\"\",\"\",末端区間!$C$56)","v":""},"ｍ"]
[]
[null,"47．区　間",null,{"$f":"IF(末端区間!$G$57=\"\",\"\",末端区間!$G$57)","v":""}]
[null,null,"① 仮定口径",null,"=",{"$f":"IF(末端区間!$I$57=\"\",\"\",末端区間!$I$57)","v":""},"ｍｍ"]
[null,null,"② 管延長",null,"=",{"$f":"IF(末端区間!$J$57=\"\",\"\",末端区間!$J$57)","v":""},"ｍ"]
[null,null,"③ 直管換算長",null,"=",{"$f":"IF(末端区間!$AW$57=\"\",\"\",末端区間!$AW$57)","v":""},"ｍ"]
[null,null,"④ 流量",null,"=",{"$f":"IF(末端区間!$H$57=\"\",\"\",末端区間!$H$57)","v":""},"Ｌ/sec"]
[null,null,"⑤ 動水勾配",null,"=",{"$f":"IF(末端区間!$AE$57=\"\",\"\",末端区間!$AE$57)","v":""},"‰",{"$f":"IF(末端区間!$AD$57=\"\",\"\",IF(末端区間!$AD$57=\"W\",\"（ウエストン公式より）\",\"（Ｈ．ウィリアムス公式より）\"))","v":""}]
[null,null,"⑥ 損失水頭",null,"=","⑤×(②＋③)"]
[null,null,null,null,"=",{"$f":"IF(F834=\"\",\"\",F834/1000)","v":""},"× (",{"$f":"IF(F831=\"\",\"\",F831)","v":""},"＋",{"$f":"IF(F832=\"\",\"\",F832)","v":""},")"]
[null,null,null,null,"=",{"$f":"IF(末端区間!$AG$57=\"\",\"\",末端区間!$AG$57)","v":""},"ｍ"]
[null,null,"⑦ 立上り",null,"=",{"$f":"IF(末端区間!$K$57=\"\",0,ROUND(末端区間!$K$57,2))","v":0},"ｍ"]
[null,null,"⑧ 他損失水頭等",null,"=",{"$f":"IF(末端区間!$AA$57=\"\",0,ROUND(末端区間!$AA$57,2))","v":0},"ｍ",{"$f":"IF(末端区間!$AB$57=\"\",\"\",\"（\"&末端区間!$AB$57&\"）\")","v":""}]
[null,null,"⑨ 区間所要水頭 m47",null,"=","⑥＋⑦＋⑧"]
[null,null,null,null,"=",{"$f":"IF(F837=\"\",\"\",F837)","v":""},"＋",{"$f":"IF(F838=\"\",\"\",F838)","v":0},"＋",{"$f":"IF(F839=\"\",\"\",F839)","v":0}]
[null,null,null,null,"=",{"$f":"IF(末端区間!$D$57=\"\",\"\",末端区間!$D$57)","v":""},"ｍ"]
[null,null,"⑩ 累計所要水頭 M47",null,"=","m47＋M46"]
[null,null,null,null,"=",{"$f":"IF(F842=\"\",\"\",F842)","v":""},"＋",{"$f":"IF(F827=\"\",\"\",F827)","v":""}]
[null,null,null,null,"=",{"$f":"IF(末端区間!$C$57=\"\",\"\",末端区間!$C$57)","v":""},"ｍ"]
[]
[null,"48．区　間",null,{"$f":"IF(末端区間!$G$58=\"\",\"\",末端区間!$G$58)","v":""}]
[null,null,"① 仮定口径",null,"=",{"$f":"IF(末端区間!$I$58=\"\",\"\",末端区間!$I$58)","v":""},"ｍｍ"]
[null,null,"② 管延長",null,"=",{"$f":"IF(末端区間!$J$58=\"\",\"\",末端区間!$J$58)","v":""},"ｍ"]
[null,null,"③ 直管換算長",null,"=",{"$f":"IF(末端区間!$AW$58=\"\",\"\",末端区間!$AW$58)","v":""},"ｍ"]
[null,null,"④ 流量",null,"=",{"$f":"IF(末端区間!$H$58=\"\",\"\",末端区間!$H$58)","v":""},"Ｌ/sec"]
[null,null,"⑤ 動水勾配",null,"=",{"$f":"IF(末端区間!$AE$58=\"\",\"\",末端区間!$AE$58)","v":""},"‰",{"$f":"IF(末端区間!$AD$58=\"\",\"\",IF(末端区間!$AD$58=\"W\",\"（ウエストン公式より）\",\"（Ｈ．ウィリアムス公式より）\"))","v":""}]
[null,null,"⑥ 損失水頭",null,"=","⑤×(②＋③)"]
[null,null,null,null,"=",{"$f":"IF(F852=\"\",\"\",F852/1000)","v":""},"× (",{"$f":"IF(F849=\"\",\"\",F849)","v":""},"＋",{"$f":"IF(F850=\"\",\"\",F850)","v":""},")"]
[null,null,null,null,"=",{"$f":"IF(末端区間!$AG$58=\"\",\"\",末端区間!$AG$58)","v":""},"ｍ"]
[null,null,"⑦ 立上り",null,"=",{"$f":"IF(末端区間!$K$58=\"\",0,ROUND(末端区間!$K$58,2))","v":0},"ｍ"]
[null,null,"⑧ 他損失水頭等",null,"=",{"$f":"IF(末端区間!$AA$58=\"\",0,ROUND(末端区間!$AA$58,2))","v":0},"ｍ",{"$f":"IF(末端区間!$AB$58=\"\",\"\",\"（\"&末端区間!$AB$58&\"）\")","v":""}]
[null,null,"⑨ 区間所要水頭 m48",null,"=","⑥＋⑦＋⑧"]
[null,null,null,null,"=",{"$f":"IF(F855=\"\",\"\",F855)","v":""},"＋",{"$f":"IF(F856=\"\",\"\",F856)","v":0},"＋",{"$f":"IF(F857=\"\",\"\",F857)","v":0}]
[null,null,null,null,"=",{"$f":"IF(末端区間!$D$58=\"\",\"\",末端区間!$D$58)","v":""},"ｍ"]
[null,null,"⑩ 累計所要水頭 M48",null,"=","m48＋M47"]
[null,null,null,null,"=",{"$f":"IF(F860=\"\",\"\",F860)","v":""},"＋",{"$f":"IF(F845=\"\",\"\",F845)","v":""}]
[null,null,null,null,"=",{"$f":"IF(末端区間!$C$58=\"\",\"\",末端区間!$C$58)","v":""},"ｍ"]
[]
[null,"49．区　間",null,{"$f":"IF(末端区間!$G$59=\"\",\"\",末端区間!$G$59)","v":""}]
[null,null,"① 仮定口径",null,"=",{"$f":"IF(末端区間!$I$59=\"\",\"\",末端区間!$I$59)","v":""},"ｍｍ"]
[null,null,"② 管延長",null,"=",{"$f":"IF(末端区間!$J$59=\"\",\"\",末端区間!$J$59)","v":""},"ｍ"]
[null,null,"③ 直管換算長",null,"=",{"$f":"IF(末端区間!$AW$59=\"\",\"\",末端区間!$AW$59)","v":""},"ｍ"]
[null,null,"④ 流量",null,"=",{"$f":"IF(末端区間!$H$59=\"\",\"\",末端区間!$H$59)","v":""},"Ｌ/sec"]
[null,null,"⑤ 動水勾配",null,"=",{"$f":"IF(末端区間!$AE$59=\"\",\"\",末端区間!$AE$59)","v":""},"‰",{"$f":"IF(末端区間!$AD$59=\"\",\"\",IF(末端区間!$AD$59=\"W\",\"（ウエストン公式より）\",\"（Ｈ．ウィリアムス公式より）\"))","v":""}]
[null,null,"⑥ 損失水頭",null,"=","⑤×(②＋③)"]
[null,null,null,null,"=",{"$f":"IF(F870=\"\",\"\",F870/1000)","v":""},"× (",{"$f":"IF(F867=\"\",\"\",F867)","v":""},"＋",{"$f":"IF(F868=\"\",\"\",F868)","v":""},")"]
[null,null,null,null,"=",{"$f":"IF(末端区間!$AG$59=\"\",\"\",末端区間!$AG$59)","v":""},"ｍ"]
[null,null,"⑦ 立上り",null,"=",{"$f":"IF(末端区間!$K$59=\"\",0,ROUND(末端区間!$K$59,2))","v":0},"ｍ"]
[null,null,"⑧ 他損失水頭等",null,"=",{"$f":"IF(末端区間!$AA$59=\"\",0,ROUND(末端区間!$AA$59,2))","v":0},"ｍ",{"$f":"IF(末端区間!$AB$59=\"\",\"\",\"（\"&末端区間!$AB$59&\"）\")","v":""}]
[null,null,"⑨ 区間所要水頭 m49",null,"=","⑥＋⑦＋⑧"]
[null,null,null,null,"=",{"$f":"IF(F873=\"\",\"\",F873)","v":""},"＋",{"$f":"IF(F874=\"\",\"\",F874)","v":0},"＋",{"$f":"IF(F875=\"\",\"\",F875)","v":0}]
[null,null,null,null,"=",{"$f":"IF(末端区間!$D$59=\"\",\"\",末端区間!$D$59)","v":""},"ｍ"]
[null,null,"⑩ 累計所要水頭 M49",null,"=","m49＋M48"]
[null,null,null,null,"=",{"$f":"IF(F878=\"\",\"\",F878)","v":""},"＋",{"$f":"IF(F863=\"\",\"\",F863)","v":""}]
[null,null,null,null,"=",{"$f":"IF(末端区間!$C$59=\"\",\"\",末端区間!$C$59)","v":""},"ｍ"]
[]
[null,"50．区　間",null,{"$f":"IF(末端区間!$G$60=\"\",\"\",末端区間!$G$60)","v":""}]
[null,null,"① 仮定口径",null,"=",{"$f":"IF(末端区間!$I$60=\"\",\"\",末端区間!$I$60)","v":""},"ｍｍ"]
[null,null,"② 管延長",null,"=",{"$f":"IF(末端区間!$J$60=\"\",\"\",末端区間!$J$60)","v":""},"ｍ"]
[null,null,"③ 直管換算長",null,"=",{"$f":"IF(末端区間!$AW$60=\"\",\"\",末端区間!$AW$60)","v":""},"ｍ"]
[null,null,"④ 流量",null,"=",{"$f":"IF(末端区間!$H$60=\"\",\"\",末端区間!$H$60)","v":""},"Ｌ/sec"]
[null,null,"⑤ 動水勾配",null,"=",{"$f":"IF(末端区間!$AE$60=\"\",\"\",末端区間!$AE$60)","v":""},"‰",{"$f":"IF(末端区間!$AD$60=\"\",\"\",IF(末端区間!$AD$60=\"W\",\"（ウエストン公式より）\",\"（Ｈ．ウィリアムス公式より）\"))","v":""}]
[null,null,"⑥ 損失水頭",null,"=","⑤×(②＋③)"]
[null,null,null,null,"=",{"$f":"IF(F888=\"\",\"\",F888/1000)","v":""},"× (",{"$f":"IF(F885=\"\",\"\",F885)","v":""},"＋",{"$f":"IF(F886=\"\",\"\",F886)","v":""},")"]
[null,null,null,null,"=",{"$f":"IF(末端区間!$AG$60=\"\",\"\",末端区間!$AG$60)","v":""},"ｍ"]
[null,null,"⑦ 立上り",null,"=",{"$f":"IF(末端区間!$K$60=\"\",0,ROUND(末端区間!$K$60,2))","v":0},"ｍ"]
[null,null,"⑧ 他損失水頭等",null,"=",{"$f":"IF(末端区間!$AA$60=\"\",0,ROUND(末端区間!$AA$60,2))","v":0},"ｍ",{"$f":"IF(末端区間!$AB$60=\"\",\"\",\"（\"&末端区間!$AB$60&\"）\")","v":""}]
[null,null,"⑨ 区間所要水頭 m50",null,"=","⑥＋⑦＋⑧"]
[null,null,null,null,"=",{"$f":"IF(F891=\"\",\"\",F891)","v":""},"＋",{"$f":"IF(F892=\"\",\"\",F892)","v":0},"＋",{"$f":"IF(F893=\"\",\"\",F893)","v":0}]
[null,null,null,null,"=",{"$f":"IF(末端区間!$D$60=\"\",\"\",末端区間!$D$60)","v":""},"ｍ"]
[null,null,"⑩ 累計所要水頭 M50",null,"=","m50＋M49"]
[null,null,null,null,"=",{"$f":"IF(F896=\"\",\"\",F896)","v":""},"＋",{"$f":"IF(F881=\"\",\"\",F881)","v":""}]
[null,null,null,null,"=",{"$f":"IF(末端区間!$C$60=\"\",\"\",末端区間!$C$60)","v":""},"ｍ"]

{"sheet":"2区間計算末端安全有他損失無","index":46,"n_rows":849,"n_cols":12,"rows_kept":849,"cut":false,"hidden":true,"merged":[]}
[null,"１．区　間",null,{"$f":"IF(末端区間!$G$11=\"\",\"\",末端区間!$G$11)","v":"a-b"}]
[null,null,"① 仮定口径",null,"=",{"$f":"IF(末端区間!$I$11=\"\",\"\",末端区間!$I$11)","v":13},"ｍｍ"]
[null,null,"② 管延長",null,"=",{"$f":"IF(末端区間!$J$11=\"\",\"\",末端区間!$J$11)","v":1.5},"ｍ"]
[null,null,"③ 直管換算長",null,"=",{"$f":"IF(末端区間!$AW$11=\"\",\"\",末端区間!$AW$11)","v":3},"ｍ"]
[null,null,"④ 流量",null,"=",{"$f":"IF(末端区間!$H$11=\"\",\"\",末端区間!$H$11)","v":0.2},"Ｌ/sec"]
[null,null,"⑤ 動水勾配",null,"=",{"$f":"IF(末端区間!$AE$11=\"\",\"\",末端区間!$AE$11)","v":229},"‰",{"$f":"IF(末端区間!$AD$11=\"\",\"\",IF(末端区間!$AD$11=\"W\",\"（ウエストン公式より）\",\"（Ｈ．ウィリアムス公式より）\"))","v":"（ウエストン公式より）"}]
[null,null,"⑥ 損失水頭",null,"=","⑤×(②＋③)×安全率"]
[null,null,null,null,"=",{"$f":"IF(F6=\"\",\"\",F6/1000)","v":0.22900000000000001},"× (",{"$f":"IF(F3=\"\",\"\",F3)","v":1.5},"＋",{"$f":"IF(F4=\"\",\"\",F4)","v":3},") ×",{"$f":"IF(末端区間!$AG$10=\"\",\"\",末端区間!$AG$10)","v":1.1000000000000001}]
[null,null,null,null,"=",{"$f":"IF(末端区間!$AG$11=\"\",\"\",末端区間!$AG$11)","v":1.1299999999999999},"ｍ"]
[null,null,"⑦ 立上り",null,"=",{"$f":"IF(末端区間!$K$11=\"\",0,ROUND(末端区間!$K$11,2))","v":0.8},"ｍ"]
[null,null,"⑧ 区間所要水頭 m1",null,"=","⑥＋⑦"]
[null,null,null,null,"=",{"$f":"IF(F9=\"\",\"\",F9)","v":1.1299999999999999},"＋",{"$f":"IF(F10=\"\",\"\",F10)","v":0.8}]
[null,null,null,null,"=",{"$f":"IF(末端区間!$D$11=\"\",\"\",末端区間!$D$11)","v":1.93},"ｍ"]
[null,null,"⑨ 累計所要水頭 M1",null,"=","m1"]
[null,null,null,null,"=",{"$f":"IF(末端区間!$C$11=\"\",\"\",末端区間!$C$11)","v":1.93},"ｍ"]
[]
[]
[null,"２．区　間",null,{"$f":"IF(末端区間!$G$12=\"\",\"\",末端区間!$G$12)","v":"b-c"}]
[null,null,"① 仮定口径",null,"=",{"$f":"IF(末端区間!$I$12=\"\",\"\",末端区間!$I$12)","v":20},"ｍｍ"]
[null,null,"② 管延長",null,"=",{"$f":"IF(末端区間!$J$12=\"\",\"\",末端区間!$J$12)","v":1.5},"ｍ"]
[null,null,"③ 直管換算長",null,"=",{"$f":"IF(末端区間!$AW$12=\"\",\"\",末端区間!$AW$12)","v":0},"ｍ"]
[null,null,"④ 流量",null,"=",{"$f":"IF(末端区間!$H$12=\"\",\"\",末端区間!$H$12)","v":0.33},"Ｌ/sec"]
[null,null,"⑤ 動水勾配",null,"=",{"$f":"IF(末端区間!$AE$12=\"\",\"\",末端区間!$AE$12)","v":78},"‰",{"$f":"IF(末端区間!$AD$12=\"\",\"\",IF(末端区間!$AD$12=\"W\",\"（ウエストン公式より）\",\"（Ｈ．ウィリアムス公式より）\"))","v":"（ウエストン公式より）"}]
[null,null,"⑥ 損失水頭",null,"=","⑤×(②＋③)×安全率"]
[null,null,null,null,"=",{"$f":"IF(F23=\"\",\"\",F23/1000)","v":7.8E-2},"× (",{"$f":"IF(F20=\"\",\"\",F20)","v":1.5},"＋",{"$f":"IF(F21=\"\",\"\",F21)","v":0},") ×",{"$f":"IF(末端区間!$AG$10=\"\",\"\",末端区間!$AG$10)","v":1.1000000000000001}]
[null,null,null,null,"=",{"$f":"IF(末端区間!$AG$12=\"\",\"\",末端区間!$AG$12)","v":0.13},"ｍ"]
[null,null,"⑦ 立上り",null,"=",{"$f":"IF(末端区間!$K$12=\"\",0,ROUND(末端区間!$K$12,2))","v":0},"ｍ"]
[null,null,"⑧ 区間所要水頭 m2",null,"=","⑥＋⑦"]
[null,null,null,null,"=",{"$f":"IF(F26=\"\",\"\",F26)","v":0.13},"＋",{"$f":"IF(F27=\"\",\"\",F27)","v":0}]
[null,null,null,null,"=",{"$f":"IF(末端区間!$D$12=\"\",\"\",末端区間!$D$12)","v":0.13},"ｍ"]
[null,null,"⑨ 累計所要水頭 M2",null,"=","m2＋M1"]
[null,null,null,null,"=",{"$f":"IF(F30=\"\",\"\",F30)","v":0.13},"＋",{"$f":"IF(F15=\"\",\"\",F15)","v":1.93}]
[null,null,null,null,"=",{"$f":"IF(末端区間!$C$12=\"\",\"\",末端区間!$C$12)","v":2.06},"ｍ"]
[]
[null,"３．区　間",null,{"$f":"IF(末端区間!$G$13=\"\",\"\",末端区間!$G$13)","v":"c-d"}]
[null,null,"① 仮定口径",null,"=",{"$f":"IF(末端区間!$I$13=\"\",\"\",末端区間!$I$13)","v":20},"ｍｍ"]
[null,null,"② 管延長",null,"=",{"$f":"IF(末端区間!$J$13=\"\",\"\",末端区間!$J$13)","v":4},"ｍ"]
[null,null,"③ 直管換算長",null,"=",{"$f":"IF(末端区間!$AW$13=\"\",\"\",末端区間!$AW$13)","v":6.15},"ｍ"]
[null,null,"④ 流量",null,"=",{"$f":"IF(末端区間!$H$13=\"\",\"\",末端区間!$H$13)","v":0.53},"Ｌ/sec"]
[null,null,"⑤ 動水勾配",null,"=",{"$f":"IF(末端区間!$AE$13=\"\",\"\",末端区間!$AE$13)","v":177},"‰",{"$f":"IF(末端区間!$AD$13=\"\",\"\",IF(末端区間!$AD$13=\"W\",\"（ウエストン公式より）\",\"（Ｈ．ウィリアムス公式より）\"))","v":"（ウエストン公式より）"}]
[null,null,"⑥ 損失水頭",null,"=","⑤×(②＋③)×安全率"]
[null,null,null,null,"=",{"$f":"IF(F40=\"\",\"\",F40/1000)","v":0.17699999999999999},"× (",{"$f":"IF(F37=\"\",\"\",F37)","v":4},"＋",{"$f":"IF(F38=\"\",\"\",F38)","v":6.15},") ×",{"$f":"IF(末端区間!$AG$10=\"\",\"\",末端区間!$AG$10)","v":1.1000000000000001}]
[null,null,null,null,"=",{"$f":"IF(末端区間!$AG$13=\"\",\"\",末端区間!$AG$13)","v":1.98},"ｍ"]
[null,null,"⑦ 立上り",null,"=",{"$f":"IF(末端区間!$K$13=\"\",0,ROUND(末端区間!$K$13,2))","v":2.5},"ｍ"]
[null,null,"⑧ 区間所要水頭 m3",null,"=","⑥＋⑦"]
[null,null,null,null,"=",{"$f":"IF(F43=\"\",\"\",F43)","v":1.98},"＋",{"$f":"IF(F44=\"\",\"\",F44)","v":2.5}]
[null,null,null,null,"=",{"$f":"IF(末端区間!$D$13=\"\",\"\",末端区間!$D$13)","v":4.4800000000000004},"ｍ"]
[null,null,"⑨ 累計所要水頭 M3",null,"=","m3＋M2"]
[null,null,null,null,"=",{"$f":"IF(F47=\"\",\"\",F47)","v":4.4800000000000004},"＋",{"$f":"IF(F33=\"\",\"\",F33)","v":2.06}]
[null,null,null,null,"=",{"$f":"IF(末端区間!$C$13=\"\",\"\",末端区間!$C$13)","v":6.5400000000000009},"ｍ"]
[]
[null,"４．区　間",null,{"$f":"IF(末端区間!$G$14=\"\",\"\",末端区間!$G$14)","v":""}]
[null,null,"① 仮定口径",null,"=",{"$f":"IF(末端区間!$I$14=\"\",\"\",末端区間!$I$14)","v":""},"ｍｍ"]
[null,null,"② 管延長",null,"=",{"$f":"IF(末端区間!$J$14=\"\",\"\",末端区間!$J$14)","v":""},"ｍ"]
[null,null,"③ 直管換算長",null,"=",{"$f":"IF(末端区間!$AW$14=\"\",\"\",末端区間!$AW$14)","v":""},"ｍ"]
[null,null,"④ 流量",null,"=",{"$f":"IF(末端区間!$H$14=\"\",\"\",末端区間!$H$14)","v":""},"Ｌ/sec"]
[null,null,"⑤ 動水勾配",null,"=",{"$f":"IF(末端区間!$AE$14=\"\",\"\",末端区間!$AE$14)","v":""},"‰",{"$f":"IF(末端区間!$AD$14=\"\",\"\",IF(末端区間!$AD$14=\"W\",\"（ウエストン公式より）\",\"（Ｈ．ウィリアムス公式より）\"))","v":""}]
[null,null,"⑥ 損失水頭",null,"=","⑤×(②＋③)×安全率"]
[null,null,null,null,"=",{"$f":"IF(F57=\"\",\"\",F57/1000)","v":""},"× (",{"$f":"IF(F54=\"\",\"\",F54)","v":""},"＋",{"$f":"IF(F55=\"\",\"\",F55)","v":""},") ×",{"$f":"IF(末端区間!$AG$10=\"\",\"\",末端区間!$AG$10)","v":1.1000000000000001}]
[null,null,null,null,"=",{"$f":"IF(末端区間!$AG$14=\"\",\"\",末端区間!$AG$14)","v":""},"ｍ"]
[null,null,"⑦ 立上り",null,"=",{"$f":"IF(末端区間!$K$14=\"\",0,ROUND(末端区間!$K$14,2))","v":0},"ｍ"]
[null,null,"⑧ 区間所要水頭 m4",null,"=","⑥＋⑦"]
[null,null,null,null,"=",{"$f":"IF(F60=\"\",\"\",F60)","v":""},"＋",{"$f":"IF(F61=\"\",\"\",F61)","v":0}]
[null,null,null,null,"=",{"$f":"IF(末端区間!$D$14=\"\",\"\",末端区間!$D$14)","v":""},"ｍ"]
[null,null,"⑨ 累計所要水頭 M4",null,"=","m4＋M3"]
[null,null,null,null,"=",{"$f":"IF(F64=\"\",\"\",F64)","v":""},"＋",{"$f":"IF(F50=\"\",\"\",F50)","v":6.5400000000000009}]
[null,null,null,null,"=",{"$f":"IF(末端区間!$C$14=\"\",\"\",末端区間!$C$14)","v":""},"ｍ"]
[]
[null,"５．区　間",null,{"$f":"IF(末端区間!$G$15=\"\",\"\",末端区間!$G$15)","v":""}]
[null,null,"① 仮定口径",null,"=",{"$f":"IF(末端区間!$I$15=\"\",\"\",末端区間!$I$15)","v":""},"ｍｍ"]
[null,null,"② 管延長",null,"=",{"$f":"IF(末端区間!$J$15=\"\",\"\",末端区間!$J$15)","v":""},"ｍ"]
[null,null,"③ 直管換算長",null,"=",{"$f":"IF(末端区間!$AW$15=\"\",\"\",末端区間!$AW$15)","v":""},"ｍ"]
[null,null,"④ 流量",null,"=",{"$f":"IF(末端区間!$H$15=\"\",\"\",末端区間!$H$15)","v":""},"Ｌ/sec"]
[null,null,"⑤ 動水勾配",null,"=",{"$f":"IF(末端区間!$AE$15=\"\",\"\",末端区間!$AE$15)","v":""},"‰",{"$f":"IF(末端区間!$AD$15=\"\",\"\",IF(末端区間!$AD$15=\"W\",\"（ウエストン公式より）\",\"（Ｈ．ウィリアムス公式より）\"))","v":""}]
[null,null,"⑥ 損失水頭",null,"=","⑤×(②＋③)×安全率"]
[null,null,null,null,"=",{"$f":"IF(F74=\"\",\"\",F74/1000)","v":""},"× (",{"$f":"IF(F71=\"\",\"\",F71)","v":""},"＋",{"$f":"IF(F72=\"\",\"\",F72)","v":""},") ×",{"$f":"IF(末端区間!$AG$10=\"\",\"\",末端区間!$AG$10)","v":1.1000000000000001}]
[null,null,null,null,"=",{"$f":"IF(末端区間!$AG$15=\"\",\"\",末端区間!$AG$15)","v":""},"ｍ"]
[null,null,"⑦ 立上り",null,"=",{"$f":"IF(末端区間!$K$15=\"\",0,ROUND(末端区間!$K$15,2))","v":0},"ｍ"]
[null,null,"⑧ 区間所要水頭 m5",null,"=","⑥＋⑦"]
[null,null,null,null,"=",{"$f":"IF(F77=\"\",\"\",F77)","v":""},"＋",{"$f":"IF(F78=\"\",\"\",F78)","v":0}]
[null,null,null,null,"=",{"$f":"IF(末端区間!$D$15=\"\",\"\",末端区間!$D$15)","v":""},"ｍ"]
[null,null,"⑨ 累計所要水頭 M5",null,"=","m5＋M4"]
[null,null,null,null,"=",{"$f":"IF(F81=\"\",\"\",F81)","v":""},"＋",{"$f":"IF(F67=\"\",\"\",F67)","v":""}]
[null,null,null,null,"=",{"$f":"IF(末端区間!$C$15=\"\",\"\",末端区間!$C$15)","v":""},"ｍ"]
[]
[null,"６．区　間",null,{"$f":"IF(末端区間!$G$16=\"\",\"\",末端区間!$G$16)","v":""}]
[null,null,"① 仮定口径",null,"=",{"$f":"IF(末端区間!$I$16=\"\",\"\",末端区間!$I$16)","v":""},"ｍｍ"]
[null,null,"② 管延長",null,"=",{"$f":"IF(末端区間!$J$16=\"\",\"\",末端区間!$J$16)","v":""},"ｍ"]
[null,null,"③ 直管換算長",null,"=",{"$f":"IF(末端区間!$AW$16=\"\",\"\",末端区間!$AW$16)","v":""},"ｍ"]
[null,null,"④ 流量",null,"=",{"$f":"IF(末端区間!$H$16=\"\",\"\",末端区間!$H$16)","v":""},"Ｌ/sec"]
[null,null,"⑤ 動水勾配",null,"=",{"$f":"IF(末端区間!$AE$16=\"\",\"\",末端区間!$AE$16)","v":""},"‰",{"$f":"IF(末端区間!$AD$16=\"\",\"\",IF(末端区間!$AD$16=\"W\",\"（ウエストン公式より）\",\"（Ｈ．ウィリアムス公式より）\"))","v":""}]
[null,null,"⑥ 損失水頭",null,"=","⑤×(②＋③)×安全率"]
[null,null,null,null,"=",{"$f":"IF(F91=\"\",\"\",F91/1000)","v":""},"× (",{"$f":"IF(F88=\"\",\"\",F88)","v":""},"＋",{"$f":"IF(F89=\"\",\"\",F89)","v":""},") ×",{"$f":"IF(末端区間!$AG$10=\"\",\"\",末端区間!$AG$10)","v":1.1000000000000001}]
[null,null,null,null,"=",{"$f":"IF(末端区間!$AG$16=\"\",\"\",末端区間!$AG$16)","v":""},"ｍ"]
[null,null,"⑦ 立上り",null,"=",{"$f":"IF(末端区間!$K$16=\"\",0,ROUND(末端区間!$K$16,2))","v":0},"ｍ"]
[null,null,"⑧ 区間所要水頭 m6",null,"=","⑥＋⑦"]
[null,null,null,null,"=",{"$f":"IF(F94=\"\",\"\",F94)","v":""},"＋",{"$f":"IF(F95=\"\",\"\",F95)","v":0}]
[null,null,null,null,"=",{"$f":"IF(末端区間!$D$16=\"\",\"\",末端区間!$D$16)","v":""},"ｍ"]
[null,null,"⑨ 累計所要水頭 M6",null,"=","m6＋M5"]
[null,null,null,null,"=",{"$f":"IF(F98=\"\",\"\",F98)","v":""},"＋",{"$f":"IF(F84=\"\",\"\",F84)","v":""}]
[null,null,null,null,"=",{"$f":"IF(末端区間!$C$16=\"\",\"\",末端区間!$C$16)","v":""},"ｍ"]
[]
[null,"７．区　間",null,{"$f":"IF(末端区間!$G$17=\"\",\"\",末端区間!$G$17)","v":""}]
[null,null,"① 仮定口径",null,"=",{"$f":"IF(末端区間!$I$17=\"\",\"\",末端区間!$I$17)","v":""},"ｍｍ"]
[null,null,"② 管延長",null,"=",{"$f":"IF(末端区間!$J$17=\"\",\"\",末端区間!$J$17)","v":""},"ｍ"]
[null,null,"③ 直管換算長",null,"=",{"$f":"IF(末端区間!$AW$17=\"\",\"\",末端区間!$AW$17)","v":""},"ｍ"]
[null,null,"④ 流量",null,"=",{"$f":"IF(末端区間!$H$17=\"\",\"\",末端区間!$H$17)","v":""},"Ｌ/sec"]
[null,null,"⑤ 動水勾配",null,"=",{"$f":"IF(末端区間!$AE$17=\"\",\"\",末端区間!$AE$17)","v":""},"‰",{"$f":"IF(末端区間!$AD$17=\"\",\"\",IF(末端区間!$AD$17=\"W\",\"（ウエストン公式より）\",\"（Ｈ．ウィリアムス公式より）\"))","v":""}]
[null,null,"⑥ 損失水頭",null,"=","⑤×(②＋③)×安全率"]
[null,null,null,null,"=",{"$f":"IF(F108=\"\",\"\",F108/1000)","v":""},"× (",{"$f":"IF(F105=\"\",\"\",F105)","v":""},"＋",{"$f":"IF(F106=\"\",\"\",F106)","v":""},") ×",{"$f":"IF(末端区間!$AG$10=\"\",\"\",末端区間!$AG$10)","v":1.1000000000000001}]
[null,null,null,null,"=",{"$f":"IF(末端区間!$AG$17=\"\",\"\",末端区間!$AG$17)","v":""},"ｍ"]
[null,null,"⑦ 立上り",null,"=",{"$f":"IF(末端区間!$K$17=\"\",0,ROUND(末端区間!$K$17,2))","v":0},"ｍ"]
[null,null,"⑧ 区間所要水頭 m7",null,"=","⑥＋⑦"]
[null,null,null,null,"=",{"$f":"IF(F111=\"\",\"\",F111)","v":""},"＋",{"$f":"IF(F112=\"\",\"\",F112)","v":0}]
[null,null,null,null,"=",{"$f":"IF(末端区間!$D$17=\"\",\"\",末端区間!$D$17)","v":""},"ｍ"]
[null,null,"⑨ 累計所要水頭 M7",null,"=","m7＋M6"]
[null,null,null,null,"=",{"$f":"IF(F115=\"\",\"\",F115)","v":""},"＋",{"$f":"IF(F101=\"\",\"\",F101)","v":""}]
[null,null,null,null,"=",{"$f":"IF(末端区間!$C$17=\"\",\"\",末端区間!$C$17)","v":""},"ｍ"]
[]
[null,"８．区　間",null,{"$f":"IF(末端区間!$G$18=\"\",\"\",末端区間!$G$18)","v":""}]
[null,null,"① 仮定口径",null,"=",{"$f":"IF(末端区間!$I$18=\"\",\"\",末端区間!$I$18)","v":""},"ｍｍ"]
[null,null,"② 管延長",null,"=",{"$f":"IF(末端区間!$J$18=\"\",\"\",末端区間!$J$18)","v":""},"ｍ"]
[null,null,"③ 直管換算長",null,"=",{"$f":"IF(末端区間!$AW$18=\"\",\"\",末端区間!$AW$18)","v":""},"ｍ"]
[null,null,"④ 流量",null,"=",{"$f":"IF(末端区間!$H$18=\"\",\"\",末端区間!$H$18)","v":""},"Ｌ/sec"]
[null,null,"⑤ 動水勾配",null,"=",{"$f":"IF(末端区間!$AE$18=\"\",\"\",末端区間!$AE$18)","v":""},"‰",{"$f":"IF(末端区間!$AD$18=\"\",\"\",IF(末端区間!$AD$18=\"W\",\"（ウエストン公式より）\",\"（Ｈ．ウィリアムス公式より）\"))","v":""}]
[null,null,"⑥ 損失水頭",null,"=","⑤×(②＋③)×安全率"]
[null,null,null,null,"=",{"$f":"IF(F125=\"\",\"\",F125/1000)","v":""},"× (",{"$f":"IF(F122=\"\",\"\",F122)","v":""},"＋",{"$f":"IF(F123=\"\",\"\",F123)","v":""},") ×",{"$f":"IF(末端区間!$AG$10=\"\",\"\",末端区間!$AG$10)","v":1.1000000000000001}]
[null,null,null,null,"=",{"$f":"IF(末端区間!$AG$18=\"\",\"\",末端区間!$AG$18)","v":""},"ｍ"]
[null,null,"⑦ 立上り",null,"=",{"$f":"IF(末端区間!$K$18=\"\",0,ROUND(末端区間!$K$18,2))","v":0},"ｍ"]
[null,null,"⑧ 区間所要水頭 m8",null,"=","⑥＋⑦"]
[null,null,null,null,"=",{"$f":"IF(F128=\"\",\"\",F128)","v":""},"＋",{"$f":"IF(F129=\"\",\"\",F129)","v":0}]
[null,null,null,null,"=",{"$f":"IF(末端区間!$D$18=\"\",\"\",末端区間!$D$18)","v":""},"ｍ"]
[null,null,"⑨ 累計所要水頭 M8",null,"=","m8＋M7"]
[null,null,null,null,"=",{"$f":"IF(F132=\"\",\"\",F132)","v":""},"＋",{"$f":"IF(F118=\"\",\"\",F118)","v":""}]
[null,null,null,null,"=",{"$f":"IF(末端区間!$C$18=\"\",\"\",末端区間!$C$18)","v":""},"ｍ"]
[]
[null,"９．区　間",null,{"$f":"IF(末端区間!$G$19=\"\",\"\",末端区間!$G$19)","v":""}]
[null,null,"① 仮定口径",null,"=",{"$f":"IF(末端区間!$I$19=\"\",\"\",末端区間!$I$19)","v":""},"ｍｍ"]
[null,null,"② 管延長",null,"=",{"$f":"IF(末端区間!$J$19=\"\",\"\",末端区間!$J$19)","v":""},"ｍ"]
[null,null,"③ 直管換算長",null,"=",{"$f":"IF(末端区間!$AW$19=\"\",\"\",末端区間!$AW$19)","v":""},"ｍ"]
[null,null,"④ 流量",null,"=",{"$f":"IF(末端区間!$H$19=\"\",\"\",末端区間!$H$19)","v":""},"Ｌ/sec"]
[null,null,"⑤ 動水勾配",null,"=",{"$f":"IF(末端区間!$AE$19=\"\",\"\",末端区間!$AE$19)","v":""},"‰",{"$f":"IF(末端区間!$AD$19=\"\",\"\",IF(末端区間!$AD$19=\"W\",\"（ウエストン公式より）\",\"（Ｈ．ウィリアムス公式より）\"))","v":""}]
[null,null,"⑥ 損失水頭",null,"=","⑤×(②＋③)×安全率"]
[null,null,null,null,"=",{"$f":"IF(F142=\"\",\"\",F142/1000)","v":""},"× (",{"$f":"IF(F139=\"\",\"\",F139)","v":""},"＋",{"$f":"IF(F140=\"\",\"\",F140)","v":""},") ×",{"$f":"IF(末端区間!$AG$10=\"\",\"\",末端区間!$AG$10)","v":1.1000000000000001}]
[null,null,null,null,"=",{"$f":"IF(末端区間!$AG$19=\"\",\"\",末端区間!$AG$19)","v":""},"ｍ"]
[null,null,"⑦ 立上り",null,"=",{"$f":"IF(末端区間!$K$19=\"\",0,ROUND(末端区間!$K$19,2))","v":0},"ｍ"]
[null,null,"⑧ 区間所要水頭 m9",null,"=","⑥＋⑦"]
[null,null,null,null,"=",{"$f":"IF(F145=\"\",\"\",F145)","v":""},"＋",{"$f":"IF(F146=\"\",\"\",F146)","v":0}]
[null,null,null,null,"=",{"$f":"IF(末端区間!$D$19=\"\",\"\",末端区間!$D$19)","v":""},"ｍ"]
[null,null,"⑨ 累計所要水頭 M9",null,"=","m9＋M8"]
[null,null,null,null,"=",{"$f":"IF(F149=\"\",\"\",F149)","v":""},"＋",{"$f":"IF(F135=\"\",\"\",F135)","v":""}]
[null,null,null,null,"=",{"$f":"IF(末端区間!$C$19=\"\",\"\",末端区間!$C$19)","v":""},"ｍ"]
[]
[null,"10．区　間",null,{"$f":"IF(末端区間!$G$20=\"\",\"\",末端区間!$G$20)","v":""}]
[null,null,"① 仮定口径",null,"=",{"$f":"IF(末端区間!$I$20=\"\",\"\",末端区間!$I$20)","v":""},"ｍｍ"]
[null,null,"② 管延長",null,"=",{"$f":"IF(末端区間!$J$20=\"\",\"\",末端区間!$J$20)","v":""},"ｍ"]
[null,null,"③ 直管換算長",null,"=",{"$f":"IF(末端区間!$AW$20=\"\",\"\",末端区間!$AW$20)","v":""},"ｍ"]
[null,null,"④ 流量",null,"=",{"$f":"IF(末端区間!$H$20=\"\",\"\",末端区間!$H$20)","v":""},"Ｌ/sec"]
[null,null,"⑤ 動水勾配",null,"=",{"$f":"IF(末端区間!$AE$20=\"\",\"\",末端区間!$AE$20)","v":""},"‰",{"$f":"IF(末端区間!$AD$20=\"\",\"\",IF(末端区間!$AD$20=\"W\",\"（ウエストン公式より）\",\"（Ｈ．ウィリアムス公式より）\"))","v":""}]
[null,null,"⑥ 損失水頭",null,"=","⑤×(②＋③)×安全率"]
[null,null,null,null,"=",{"$f":"IF(F159=\"\",\"\",F159/1000)","v":""},"× (",{"$f":"IF(F156=\"\",\"\",F156)","v":""},"＋",{"$f":"IF(F157=\"\",\"\",F157)","v":""},") ×",{"$f":"IF(末端区間!$AG$10=\"\",\"\",末端区間!$AG$10)","v":1.1000000000000001}]
[null,null,null,null,"=",{"$f":"IF(末端区間!$AG$20=\"\",\"\",末端区間!$AG$20)","v":""},"ｍ"]
[null,null,"⑦ 立上り",null,"=",{"$f":"IF(末端区間!$K$20=\"\",0,ROUND(末端区間!$K$20,2))","v":0},"ｍ"]
[null,null,"⑧ 区間所要水頭 m10",null,"=","⑥＋⑦"]
[null,null,null,null,"=",{"$f":"IF(F162=\"\",\"\",F162)","v":""},"＋",{"$f":"IF(F163=\"\",\"\",F163)","v":0}]
[null,null,null,null,"=",{"$f":"IF(末端区間!$D$20=\"\",\"\",末端区間!$D$20)","v":""},"ｍ"]
[null,null,"⑨ 累計所要水頭 M10",null,"=","m10＋M9"]
[null,null,null,null,"=",{"$f":"IF(F166=\"\",\"\",F166)","v":""},"＋",{"$f":"IF(F152=\"\",\"\",F152)","v":""}]
[null,null,null,null,"=",{"$f":"IF(末端区間!$C$20=\"\",\"\",末端区間!$C$20)","v":""},"ｍ"]
[]
[null,"11．区　間",null,{"$f":"IF(末端区間!$G$21=\"\",\"\",末端区間!$G$21)","v":""}]
[null,null,"① 仮定口径",null,"=",{"$f":"IF(末端区間!$I$21=\"\",\"\",末端区間!$I$21)","v":""},"ｍｍ"]
[null,null,"② 管延長",null,"=",{"$f":"IF(末端区間!$J$21=\"\",\"\",末端区間!$J$21)","v":""},"ｍ"]
[null,null,"③ 直管換算長",null,"=",{"$f":"IF(末端区間!$AW$21=\"\",\"\",末端区間!$AW$21)","v":""},"ｍ"]
[null,null,"④ 流量",null,"=",{"$f":"IF(末端区間!$H$21=\"\",\"\",末端区間!$H$21)","v":""},"Ｌ/sec"]
[null,null,"⑤ 動水勾配",null,"=",{"$f":"IF(末端区間!$AE$21=\"\",\"\",末端区間!$AE$21)","v":""},"‰",{"$f":"IF(末端区間!$AD$21=\"\",\"\",IF(末端区間!$AD$21=\"W\",\"（ウエストン公式より）\",\"（Ｈ．ウィリアムス公式より）\"))","v":""}]
[null,null,"⑥ 損失水頭",null,"=","⑤×(②＋③)×安全率"]
[null,null,null,null,"=",{"$f":"IF(F176=\"\",\"\",F176/1000)","v":""},"× (",{"$f":"IF(F173=\"\",\"\",F173)","v":""},"＋",{"$f":"IF(F174=\"\",\"\",F174)","v":""},") ×",{"$f":"IF(末端区間!$AG$10=\"\",\"\",末端区間!$AG$10)","v":1.1000000000000001}]
[null,null,null,null,"=",{"$f":"IF(末端区間!$AG$21=\"\",\"\",末端区間!$AG$21)","v":""},"ｍ"]
[null,null,"⑦ 立上り",null,"=",{"$f":"IF(末端区間!$K$21=\"\",0,ROUND(末端区間!$K$21,2))","v":0},"ｍ"]
[null,null,"⑧ 区間所要水頭 m11",null,"=","⑥＋⑦"]
[null,null,null,null,"=",{"$f":"IF(F179=\"\",\"\",F179)","v":""},"＋",{"$f":"IF(F180=\"\",\"\",F180)","v":0}]
[null,null,null,null,"=",{"$f":"IF(末端区間!$D$21=\"\",\"\",末端区間!$D$21)","v":""},"ｍ"]
[null,null,"⑨ 累計所要水頭 M11",null,"=","m11＋M10"]
[null,null,null,null,"=",{"$f":"IF(F183=\"\",\"\",F183)","v":""},"＋",{"$f":"IF(F169=\"\",\"\",F169)","v":""}]
[null,null,null,null,"=",{"$f":"IF(末端区間!$C$21=\"\",\"\",末端区間!$C$21)","v":""},"ｍ"]
[]
[null,"12．区　間",null,{"$f":"IF(末端区間!$G$22=\"\",\"\",末端区間!$G$22)","v":""}]
[null,null,"① 仮定口径",null,"=",{"$f":"IF(末端区間!$I$22=\"\",\"\",末端区間!$I$22)","v":""},"ｍｍ"]
[null,null,"② 管延長",null,"=",{"$f":"IF(末端区間!$J$22=\"\",\"\",末端区間!$J$22)","v":""},"ｍ"]
[null,null,"③ 直管換算長",null,"=",{"$f":"IF(末端区間!$AW$22=\"\",\"\",末端区間!$AW$22)","v":""},"ｍ"]
[null,null,"④ 流量",null,"=",{"$f":"IF(末端区間!$H$22=\"\",\"\",末端区間!$H$22)","v":""},"Ｌ/sec"]
[null,null,"⑤ 動水勾配",null,"=",{"$f":"IF(末端区間!$AE$22=\"\",\"\",末端区間!$AE$22)","v":""},"‰",{"$f":"IF(末端区間!$AD$22=\"\",\"\",IF(末端区間!$AD$22=\"W\",\"（ウエストン公式より）\",\"（Ｈ．ウィリアムス公式より）\"))","v":""}]
[null,null,"⑥ 損失水頭",null,"=","⑤×(②＋③)×安全率"]
[null,null,null,null,"=",{"$f":"IF(F193=\"\",\"\",F193/1000)","v":""},"× (",{"$f":"IF(F190=\"\",\"\",F190)","v":""},"＋",{"$f":"IF(F191=\"\",\"\",F191)","v":""},") ×",{"$f":"IF(末端区間!$AG$10=\"\",\"\",末端区間!$AG$10)","v":1.1000000000000001}]
[null,null,null,null,"=",{"$f":"IF(末端区間!$AG$22=\"\",\"\",末端区間!$AG$22)","v":""},"ｍ"]
[null,null,"⑦ 立上り",null,"=",{"$f":"IF(末端区間!$K$22=\"\",0,ROUND(末端区間!$K$22,2))","v":0},"ｍ"]
[null,null,"⑧ 区間所要水頭 m12",null,"=","⑥＋⑦"]
[null,null,null,null,"=",{"$f":"IF(F196=\"\",\"\",F196)","v":""},"＋",{"$f":"IF(F197=\"\",\"\",F197)","v":0}]
[null,null,null,null,"=",{"$f":"IF(末端区間!$D$22=\"\",\"\",末端区間!$D$22)","v":""},"ｍ"]
[null,null,"⑨ 累計所要水頭 M12",null,"=","m12＋M11"]
[null,null,null,null,"=",{"$f":"IF(F200=\"\",\"\",F200)","v":""},"＋",{"$f":"IF(F186=\"\",\"\",F186)","v":""}]
[null,null,null,null,"=",{"$f":"IF(末端区間!$C$22=\"\",\"\",末端区間!$C$22)","v":""},"ｍ"]
[]
[null,"13．区　間",null,{"$f":"IF(末端区間!$G$23=\"\",\"\",末端区間!$G$23)","v":""}]
[null,null,"① 仮定口径",null,"=",{"$f":"IF(末端区間!$I$23=\"\",\"\",末端区間!$I$23)","v":""},"ｍｍ"]
[null,null,"② 管延長",null,"=",{"$f":"IF(末端区間!$J$23=\"\",\"\",末端区間!$J$23)","v":""},"ｍ"]
[null,null,"③ 直管換算長",null,"=",{"$f":"IF(末端区間!$AW$23=\"\",\"\",末端区間!$AW$23)","v":""},"ｍ"]
[null,null,"④ 流量",null,"=",{"$f":"IF(末端区間!$H$23=\"\",\"\",末端区間!$H$23)","v":""},"Ｌ/sec"]
[null,null,"⑤ 動水勾配",null,"=",{"$f":"IF(末端区間!$AE$23=\"\",\"\",末端区間!$AE$23)","v":""},"‰",{"$f":"IF(末端区間!$AD$23=\"\",\"\",IF(末端区間!$AD$23=\"W\",\"（ウエストン公式より）\",\"（Ｈ．ウィリアムス公式より）\"))","v":""}]
[null,null,"⑥ 損失水頭",null,"=","⑤×(②＋③)×安全率"]
[null,null,null,null,"=",{"$f":"IF(F210=\"\",\"\",F210/1000)","v":""},"× (",{"$f":"IF(F207=\"\",\"\",F207)","v":""},"＋",{"$f":"IF(F208=\"\",\"\",F208)","v":""},") ×",{"$f":"IF(末端区間!$AG$10=\"\",\"\",末端区間!$AG$10)","v":1.1000000000000001}]
[null,null,null,null,"=",{"$f":"IF(末端区間!$AG$23=\"\",\"\",末端区間!$AG$23)","v":""},"ｍ"]
[null,null,"⑦ 立上り",null,"=",{"$f":"IF(末端区間!$K$23=\"\",0,ROUND(末端区間!$K$23,2))","v":0},"ｍ"]
[null,null,"⑧ 区間所要水頭 m13",null,"=","⑥＋⑦"]
[null,null,null,null,"=",{"$f":"IF(F213=\"\",\"\",F213)","v":""},"＋",{"$f":"IF(F214=\"\",\"\",F214)","v":0}]
[null,null,null,null,"=",{"$f":"IF(末端区間!$D$23=\"\",\"\",末端区間!$D$23)","v":""},"ｍ"]
[null,null,"⑨ 累計所要水頭 M13",null,"=","m13＋M12"]
[null,null,null,null,"=",{"$f":"IF(F217=\"\",\"\",F217)","v":""},"＋",{"$f":"IF(F203=\"\",\"\",F203)","v":""}]
[null,null,null,null,"=",{"$f":"IF(末端区間!$C$23=\"\",\"\",末端区間!$C$23)","v":""},"ｍ"]
[]
[null,"14．区　間",null,{"$f":"IF(末端区間!$G$24=\"\",\"\",末端区間!$G$24)","v":""}]
[null,null,"① 仮定口径",null,"=",{"$f":"IF(末端区間!$I$24=\"\",\"\",末端区間!$I$24)","v":""},"ｍｍ"]
[null,null,"② 管延長",null,"=",{"$f":"IF(末端区間!$J$24=\"\",\"\",末端区間!$J$24)","v":""},"ｍ"]
[null,null,"③ 直管換算長",null,"=",{"$f":"IF(末端区間!$AW$24=\"\",\"\",末端区間!$AW$24)","v":""},"ｍ"]
[null,null,"④ 流量",null,"=",{"$f":"IF(末端区間!$H$24=\"\",\"\",末端区間!$H$24)","v":""},"Ｌ/sec"]
[null,null,"⑤ 動水勾配",null,"=",{"$f":"IF(末端区間!$AE$24=\"\",\"\",末端区間!$AE$24)","v":""},"‰",{"$f":"IF(末端区間!$AD$24=\"\",\"\",IF(末端区間!$AD$24=\"W\",\"（ウエストン公式より）\",\"（Ｈ．ウィリアムス公式より）\"))","v":""}]
[null,null,"⑥ 損失水頭",null,"=","⑤×(②＋③)×安全率"]
[null,null,null,null,"=",{"$f":"IF(F227=\"\",\"\",F227/1000)","v":""},"× (",{"$f":"IF(F224=\"\",\"\",F224)","v":""},"＋",{"$f":"IF(F225=\"\",\"\",F225)","v":""},") ×",{"$f":"IF(末端区間!$AG$10=\"\",\"\",末端区間!$AG$10)","v":1.1000000000000001}]
[null,null,null,null,"=",{"$f":"IF(末端区間!$AG$24=\"\",\"\",末端区間!$AG$24)","v":""},"ｍ"]
[null,null,"⑦ 立上り",null,"=",{"$f":"IF(末端区間!$K$24=\"\",0,ROUND(末端区間!$K$24,2))","v":0},"ｍ"]
[null,null,"⑧ 区間所要水頭 m14",null,"=","⑥＋⑦"]
[null,null,null,null,"=",{"$f":"IF(F230=\"\",\"\",F230)","v":""},"＋",{"$f":"IF(F231=\"\",\"\",F231)","v":0}]
[null,null,null,null,"=",{"$f":"IF(末端区間!$D$24=\"\",\"\",末端区間!$D$24)","v":""},"ｍ"]
[null,null,"⑨ 累計所要水頭 M14",null,"=","m14＋M13"]
[null,null,null,null,"=",{"$f":"IF(F234=\"\",\"\",F234)","v":""},"＋",{"$f":"IF(F220=\"\",\"\",F220)","v":""}]
[null,null,null,null,"=",{"$f":"IF(末端区間!$C$24=\"\",\"\",末端区間!$C$24)","v":""},"ｍ"]
[]
[null,"15．区　間",null,{"$f":"IF(末端区間!$G$25=\"\",\"\",末端区間!$G$25)","v":""}]
[null,null,"① 仮定口径",null,"=",{"$f":"IF(末端区間!$I$25=\"\",\"\",末端区間!$I$25)","v":""},"ｍｍ"]
[null,null,"② 管延長",null,"=",{"$f":"IF(末端区間!$J$25=\"\",\"\",末端区間!$J$25)","v":""},"ｍ"]
[null,null,"③ 直管換算長",null,"=",{"$f":"IF(末端区間!$AW$25=\"\",\"\",末端区間!$AW$25)","v":""},"ｍ"]
[null,null,"④ 流量",null,"=",{"$f":"IF(末端区間!$H$25=\"\",\"\",末端区間!$H$25)","v":""},"Ｌ/sec"]
[null,null,"⑤ 動水勾配",null,"=",{"$f":"IF(末端区間!$AE$25=\"\",\"\",末端区間!$AE$25)","v":""},"‰",{"$f":"IF(末端区間!$AD$25=\"\",\"\",IF(末端区間!$AD$25=\"W\",\"（ウエストン公式より）\",\"（Ｈ．ウィリアムス公式より）\"))","v":""}]
[null,null,"⑥ 損失水頭",null,"=","⑤×(②＋③)×安全率"]
[null,null,null,null,"=",{"$f":"IF(F244=\"\",\"\",F244/1000)","v":""},"× (",{"$f":"IF(F241=\"\",\"\",F241)","v":""},"＋",{"$f":"IF(F242=\"\",\"\",F242)","v":""},") ×",{"$f":"IF(末端区間!$AG$10=\"\",\"\",末端区間!$AG$10)","v":1.1000000000000001}]
[null,null,null,null,"=",{"$f":"IF(末端区間!$AG$25=\"\",\"\",末端区間!$AG$25)","v":""},"ｍ"]
[null,null,"⑦ 立上り",null,"=",{"$f":"IF(末端区間!$K$25=\"\",0,ROUND(末端区間!$K$25,2))","v":0},"ｍ"]
[null,null,"⑧ 区間所要水頭 m15",null,"=","⑥＋⑦"]
[null,null,null,null,"=",{"$f":"IF(F247=\"\",\"\",F247)","v":""},"＋",{"$f":"IF(F248=\"\",\"\",F248)","v":0}]
[null,null,null,null,"=",{"$f":"IF(末端区間!$D$25=\"\",\"\",末端区間!$D$25)","v":""},"ｍ"]
[null,null,"⑨ 累計所要水頭 M15",null,"=","m15＋M14"]
[null,null,null,null,"=",{"$f":"IF(F251=\"\",\"\",F251)","v":""},"＋",{"$f":"IF(F237=\"\",\"\",F237)","v":""}]
[null,null,null,null,"=",{"$f":"IF(末端区間!$C$25=\"\",\"\",末端区間!$C$25)","v":""},"ｍ"]
[]
[null,"16．区　間",null,{"$f":"IF(末端区間!$G$26=\"\",\"\",末端区間!$G$26)","v":""}]
[null,null,"① 仮定口径",null,"=",{"$f":"IF(末端区間!$I$26=\"\",\"\",末端区間!$I$26)","v":""},"ｍｍ"]
[null,null,"② 管延長",null,"=",{"$f":"IF(末端区間!$J$26=\"\",\"\",末端区間!$J$26)","v":""},"ｍ"]
[null,null,"③ 直管換算長",null,"=",{"$f":"IF(末端区間!$AW$26=\"\",\"\",末端区間!$AW$26)","v":""},"ｍ"]
[null,null,"④ 流量",null,"=",{"$f":"IF(末端区間!$H$26=\"\",\"\",末端区間!$H$26)","v":""},"Ｌ/sec"]
[null,null,"⑤ 動水勾配",null,"=",{"$f":"IF(末端区間!$AE$26=\"\",\"\",末端区間!$AE$26)","v":""},"‰",{"$f":"IF(末端区間!$AD$26=\"\",\"\",IF(末端区間!$AD$26=\"W\",\"（ウエストン公式より）\",\"（Ｈ．ウィリアムス公式より）\"))","v":""}]
[null,null,"⑥ 損失水頭",null,"=","⑤×(②＋③)×安全率"]
[null,null,null,null,"=",{"$f":"IF(F261=\"\",\"\",F261/1000)","v":""},"× (",{"$f":"IF(F258=\"\",\"\",F258)","v":""},"＋",{"$f":"IF(F259=\"\",\"\",F259)","v":""},") ×",{"$f":"IF(末端区間!$AG$10=\"\",\"\",末端区間!$AG$10)","v":1.1000000000000001}]
[null,null,null,null,"=",{"$f":"IF(末端区間!$AG$26=\"\",\"\",末端区間!$AG$26)","v":""},"ｍ"]
[null,null,"⑦ 立上り",null,"=",{"$f":"IF(末端区間!$K$26=\"\",0,ROUND(末端区間!$K$26,2))","v":0},"ｍ"]
[null,null,"⑧ 区間所要水頭 m16",null,"=","⑥＋⑦"]
[null,null,null,null,"=",{"$f":"IF(F264=\"\",\"\",F264)","v":""},"＋",{"$f":"IF(F265=\"\",\"\",F265)","v":0}]
[null,null,null,null,"=",{"$f":"IF(末端区間!$D$26=\"\",\"\",末端区間!$D$26)","v":""},"ｍ"]
[null,null,"⑨ 累計所要水頭 M16",null,"=","m16＋M15"]
[null,null,null,null,"=",{"$f":"IF(F268=\"\",\"\",F268)","v":""},"＋",{"$f":"IF(F254=\"\",\"\",F254)","v":""}]
[null,null,null,null,"=",{"$f":"IF(末端区間!$C$26=\"\",\"\",末端区間!$C$26)","v":""},"ｍ"]
[]
[null,"17．区　間",null,{"$f":"IF(末端区間!$G$27=\"\",\"\",末端区間!$G$27)","v":""}]
[null,null,"① 仮定口径",null,"=",{"$f":"IF(末端区間!$I$27=\"\",\"\",末端区間!$I$27)","v":""},"ｍｍ"]
[null,null,"② 管延長",null,"=",{"$f":"IF(末端区間!$J$27=\"\",\"\",末端区間!$J$27)","v":""},"ｍ"]
[null,null,"③ 直管換算長",null,"=",{"$f":"IF(末端区間!$AW$27=\"\",\"\",末端区間!$AW$27)","v":""},"ｍ"]
[null,null,"④ 流量",null,"=",{"$f":"IF(末端区間!$H$27=\"\",\"\",末端区間!$H$27)","v":""},"Ｌ/sec"]
[null,null,"⑤ 動水勾配",null,"=",{"$f":"IF(末端区間!$AE$27=\"\",\"\",末端区間!$AE$27)","v":""},"‰",{"$f":"IF(末端区間!$AD$27=\"\",\"\",IF(末端区間!$AD$27=\"W\",\"（ウエストン公式より）\",\"（Ｈ．ウィリアムス公式より）\"))","v":""}]
[null,null,"⑥ 損失水頭",null,"=","⑤×(②＋③)×安全率"]
[null,null,null,null,"=",{"$f":"IF(F278=\"\",\"\",F278/1000)","v":""},"× (",{"$f":"IF(F275=\"\",\"\",F275)","v":""},"＋",{"$f":"IF(F276=\"\",\"\",F276)","v":""},") ×",{"$f":"IF(末端区間!$AG$10=\"\",\"\",末端区間!$AG$10)","v":1.1000000000000001}]
[null,null,null,null,"=",{"$f":"IF(末端区間!$AG$27=\"\",\"\",末端区間!$AG$27)","v":""},"ｍ"]
[null,null,"⑦ 立上り",null,"=",{"$f":"IF(末端区間!$K$27=\"\",0,ROUND(末端区間!$K$27,2))","v":0},"ｍ"]
[null,null,"⑧ 区間所要水頭 m17",null,"=","⑥＋⑦"]
[null,null,null,null,"=",{"$f":"IF(F281=\"\",\"\",F281)","v":""},"＋",{"$f":"IF(F282=\"\",\"\",F282)","v":0}]
[null,null,null,null,"=",{"$f":"IF(末端区間!$D$27=\"\",\"\",末端区間!$D$27)","v":""},"ｍ"]
[null,null,"⑨ 累計所要水頭 M17",null,"=","m17＋M16"]
[null,null,null,null,"=",{"$f":"IF(F285=\"\",\"\",F285)","v":""},"＋",{"$f":"IF(F271=\"\",\"\",F271)","v":""}]
[null,null,null,null,"=",{"$f":"IF(末端区間!$C$27=\"\",\"\",末端区間!$C$27)","v":""},"ｍ"]
[]
[null,"18．区　間",null,{"$f":"IF(末端区間!$G$28=\"\",\"\",末端区間!$G$28)","v":""}]
[null,null,"① 仮定口径",null,"=",{"$f":"IF(末端区間!$I$28=\"\",\"\",末端区間!$I$28)","v":""},"ｍｍ"]
[null,null,"② 管延長",null,"=",{"$f":"IF(末端区間!$J$28=\"\",\"\",末端区間!$J$28)","v":""},"ｍ"]
[null,null,"③ 直管換算長",null,"=",{"$f":"IF(末端区間!$AW$28=\"\",\"\",末端区間!$AW$28)","v":""},"ｍ"]
[null,null,"④ 流量",null,"=",{"$f":"IF(末端区間!$H$28=\"\",\"\",末端区間!$H$28)","v":""},"Ｌ/sec"]
[null,null,"⑤ 動水勾配",null,"=",{"$f":"IF(末端区間!$AE$28=\"\",\"\",末端区間!$AE$28)","v":""},"‰",{"$f":"IF(末端区間!$AD$28=\"\",\"\",IF(末端区間!$AD$28=\"W\",\"（ウエストン公式より）\",\"（Ｈ．ウィリアムス公式より）\"))","v":""}]
[null,null,"⑥ 損失水頭",null,"=","⑤×(②＋③)×安全率"]
[null,null,null,null,"=",{"$f":"IF(F295=\"\",\"\",F295/1000)","v":""},"× (",{"$f":"IF(F292=\"\",\"\",F292)","v":""},"＋",{"$f":"IF(F293=\"\",\"\",F293)","v":""},") ×",{"$f":"IF(末端区間!$AG$10=\"\",\"\",末端区間!$AG$10)","v":1.1000000000000001}]
[null,null,null,null,"=",{"$f":"IF(末端区間!$AG$28=\"\",\"\",末端区間!$AG$28)","v":""},"ｍ"]
[null,null,"⑦ 立上り",null,"=",{"$f":"IF(末端区間!$K$28=\"\",0,ROUND(末端区間!$K$28,2))","v":0},"ｍ"]
[null,null,"⑧ 区間所要水頭 m18",null,"=","⑥＋⑦"]
[null,null,null,null,"=",{"$f":"IF(F298=\"\",\"\",F298)","v":""},"＋",{"$f":"IF(F299=\"\",\"\",F299)","v":0}]
[null,null,null,null,"=",{"$f":"IF(末端区間!$D$28=\"\",\"\",末端区間!$D$28)","v":""},"ｍ"]
[null,null,"⑨ 累計所要水頭 M18",null,"=","m18＋M17"]
[null,null,null,null,"=",{"$f":"IF(F302=\"\",\"\",F302)","v":""},"＋",{"$f":"IF(F288=\"\",\"\",F288)","v":""}]
[null,null,null,null,"=",{"$f":"IF(末端区間!$C$28=\"\",\"\",末端区間!$C$28)","v":""},"ｍ"]
[]
[null,"19．区　間",null,{"$f":"IF(末端区間!$G$29=\"\",\"\",末端区間!$G$29)","v":""}]
[null,null,"① 仮定口径",null,"=",{"$f":"IF(末端区間!$I$29=\"\",\"\",末端区間!$I$29)","v":""},"ｍｍ"]
[null,null,"② 管延長",null,"=",{"$f":"IF(末端区間!$J$29=\"\",\"\",末端区間!$J$29)","v":""},"ｍ"]
[null,null,"③ 直管換算長",null,"=",{"$f":"IF(末端区間!$AW$29=\"\",\"\",末端区間!$AW$29)","v":""},"ｍ"]
[null,null,"④ 流量",null,"=",{"$f":"IF(末端区間!$H$29=\"\",\"\",末端区間!$H$29)","v":""},"Ｌ/sec"]
[null,null,"⑤ 動水勾配",null,"=",{"$f":"IF(末端区間!$AE$29=\"\",\"\",末端区間!$AE$29)","v":""},"‰",{"$f":"IF(末端区間!$AD$29=\"\",\"\",IF(末端区間!$AD$29=\"W\",\"（ウエストン公式より）\",\"（Ｈ．ウィリアムス公式より）\"))","v":""}]
[null,null,"⑥ 損失水頭",null,"=","⑤×(②＋③)×安全率"]
[null,null,null,null,"=",{"$f":"IF(F312=\"\",\"\",F312/1000)","v":""},"× (",{"$f":"IF(F309=\"\",\"\",F309)","v":""},"＋",{"$f":"IF(F310=\"\",\"\",F310)","v":""},") ×",{"$f":"IF(末端区間!$AG$10=\"\",\"\",末端区間!$AG$10)","v":1.1000000000000001}]
[null,null,null,null,"=",{"$f":"IF(末端区間!$AG$29=\"\",\"\",末端区間!$AG$29)","v":""},"ｍ"]
[null,null,"⑦ 立上り",null,"=",{"$f":"IF(末端区間!$K$29=\"\",0,ROUND(末端区間!$K$29,2))","v":0},"ｍ"]
[null,null,"⑧ 区間所要水頭 m19",null,"=","⑥＋⑦"]
[null,null,null,null,"=",{"$f":"IF(F315=\"\",\"\",F315)","v":""},"＋",{"$f":"IF(F316=\"\",\"\",F316)","v":0}]
[null,null,null,null,"=",{"$f":"IF(末端区間!$D$29=\"\",\"\",末端区間!$D$29)","v":""},"ｍ"]
[null,null,"⑨ 累計所要水頭 M19",null,"=","m19＋M18"]
[null,null,null,null,"=",{"$f":"IF(F319=\"\",\"\",F319)","v":""},"＋",{"$f":"IF(F305=\"\",\"\",F305)","v":""}]
[null,null,null,null,"=",{"$f":"IF(末端区間!$C$29=\"\",\"\",末端区間!$C$29)","v":""},"ｍ"]
[]
[null,"20．区　間",null,{"$f":"IF(末端区間!$G$30=\"\",\"\",末端区間!$G$30)","v":""}]
[null,null,"① 仮定口径",null,"=",{"$f":"IF(末端区間!$I$30=\"\",\"\",末端区間!$I$30)","v":""},"ｍｍ"]
[null,null,"② 管延長",null,"=",{"$f":"IF(末端区間!$J$30=\"\",\"\",末端区間!$J$30)","v":""},"ｍ"]
[null,null,"③ 直管換算長",null,"=",{"$f":"IF(末端区間!$AW$30=\"\",\"\",末端区間!$AW$30)","v":""},"ｍ"]
[null,null,"④ 流量",null,"=",{"$f":"IF(末端区間!$H$30=\"\",\"\",末端区間!$H$30)","v":""},"Ｌ/sec"]
[null,null,"⑤ 動水勾配",null,"=",{"$f":"IF(末端区間!$AE$30=\"\",\"\",末端区間!$AE$30)","v":""},"‰",{"$f":"IF(末端区間!$AD$30=\"\",\"\",IF(末端区間!$AD$30=\"W\",\"（ウエストン公式より）\",\"（Ｈ．ウィリアムス公式より）\"))","v":""}]
[null,null,"⑥ 損失水頭",null,"=","⑤×(②＋③)×安全率"]
[null,null,null,null,"=",{"$f":"IF(F329=\"\",\"\",F329/1000)","v":""},"× (",{"$f":"IF(F326=\"\",\"\",F326)","v":""},"＋",{"$f":"IF(F327=\"\",\"\",F327)","v":""},") ×",{"$f":"IF(末端区間!$AG$10=\"\",\"\",末端区間!$AG$10)","v":1.1000000000000001}]
[null,null,null,null,"=",{"$f":"IF(末端区間!$AG$30=\"\",\"\",末端区間!$AG$30)","v":""},"ｍ"]
[null,null,"⑦ 立上り",null,"=",{"$f":"IF(末端区間!$K$30=\"\",0,ROUND(末端区間!$K$30,2))","v":0},"ｍ"]
[null,null,"⑧ 区間所要水頭 m20",null,"=","⑥＋⑦"]
[null,null,null,null,"=",{"$f":"IF(F332=\"\",\"\",F332)","v":""},"＋",{"$f":"IF(F333=\"\",\"\",F333)","v":0}]
[null,null,null,null,"=",{"$f":"IF(末端区間!$D$30=\"\",\"\",末端区間!$D$30)","v":""},"ｍ"]
[null,null,"⑨ 累計所要水頭 M20",null,"=","m20＋M19"]
[null,null,null,null,"=",{"$f":"IF(F336=\"\",\"\",F336)","v":""},"＋",{"$f":"IF(F322=\"\",\"\",F322)","v":""}]
[null,null,null,null,"=",{"$f":"IF(末端区間!$C$30=\"\",\"\",末端区間!$C$30)","v":""},"ｍ"]
[]
[null,"21．区　間",null,{"$f":"IF(末端区間!$G$31=\"\",\"\",末端区間!$G$31)","v":""}]
[null,null,"① 仮定口径",null,"=",{"$f":"IF(末端区間!$I$31=\"\",\"\",末端区間!$I$31)","v":""},"ｍｍ"]
[null,null,"② 管延長",null,"=",{"$f":"IF(末端区間!$J$31=\"\",\"\",末端区間!$J$31)","v":""},"ｍ"]
[null,null,"③ 直管換算長",null,"=",{"$f":"IF(末端区間!$AW$31=\"\",\"\",末端区間!$AW$31)","v":""},"ｍ"]
[null,null,"④ 流量",null,"=",{"$f":"IF(末端区間!$H$31=\"\",\"\",末端区間!$H$31)","v":""},"Ｌ/sec"]
[null,null,"⑤ 動水勾配",null,"=",{"$f":"IF(末端区間!$AE$31=\"\",\"\",末端区間!$AE$31)","v":""},"‰",{"$f":"IF(末端区間!$AD$31=\"\",\"\",IF(末端区間!$AD$31=\"W\",\"（ウエストン公式より）\",\"（Ｈ．ウィリアムス公式より）\"))","v":""}]
[null,null,"⑥ 損失水頭",null,"=","⑤×(②＋③)×安全率"]
[null,null,null,null,"=",{"$f":"IF(F346=\"\",\"\",F346/1000)","v":""},"× (",{"$f":"IF(F343=\"\",\"\",F343)","v":""},"＋",{"$f":"IF(F344=\"\",\"\",F344)","v":""},") ×",{"$f":"IF(末端区間!$AG$10=\"\",\"\",末端区間!$AG$10)","v":1.1000000000000001}]
[null,null,null,null,"=",{"$f":"IF(末端区間!$AG$31=\"\",\"\",末端区間!$AG$31)","v":""},"ｍ"]
[null,null,"⑦ 立上り",null,"=",{"$f":"IF(末端区間!$K$31=\"\",0,ROUND(末端区間!$K$31,2))","v":0},"ｍ"]
[null,null,"⑧ 区間所要水頭 m21",null,"=","⑥＋⑦"]
[null,null,null,null,"=",{"$f":"IF(F349=\"\",\"\",F349)","v":""},"＋",{"$f":"IF(F350=\"\",\"\",F350)","v":0}]
[null,null,null,null,"=",{"$f":"IF(末端区間!$D$31=\"\",\"\",末端区間!$D$31)","v":""},"ｍ"]
[null,null,"⑨ 累計所要水頭 M21",null,"=","m21＋M20"]
[null,null,null,null,"=",{"$f":"IF(F353=\"\",\"\",F353)","v":""},"＋",{"$f":"IF(F339=\"\",\"\",F339)","v":""}]
[null,null,null,null,"=",{"$f":"IF(末端区間!$C$31=\"\",\"\",末端区間!$C$31)","v":""},"ｍ"]
[]
[null,"22．区　間",null,{"$f":"IF(末端区間!$G$32=\"\",\"\",末端区間!$G$32)","v":""}]
[null,null,"① 仮定口径",null,"=",{"$f":"IF(末端区間!$I$32=\"\",\"\",末端区間!$I$32)","v":""},"ｍｍ"]
[null,null,"② 管延長",null,"=",{"$f":"IF(末端区間!$J$32=\"\",\"\",末端区間!$J$32)","v":""},"ｍ"]
[null,null,"③ 直管換算長",null,"=",{"$f":"IF(末端区間!$AW$32=\"\",\"\",末端区間!$AW$32)","v":""},"ｍ"]
[null,null,"④ 流量",null,"=",{"$f":"IF(末端区間!$H$32=\"\",\"\",末端区間!$H$32)","v":""},"Ｌ/sec"]
[null,null,"⑤ 動水勾配",null,"=",{"$f":"IF(末端区間!$AE$32=\"\",\"\",末端区間!$AE$32)","v":""},"‰",{"$f":"IF(末端区間!$AD$32=\"\",\"\",IF(末端区間!$AD$32=\"W\",\"（ウエストン公式より）\",\"（Ｈ．ウィリアムス公式より）\"))","v":""}]
[null,null,"⑥ 損失水頭",null,"=","⑤×(②＋③)×安全率"]
[null,null,null,null,"=",{"$f":"IF(F363=\"\",\"\",F363/1000)","v":""},"× (",{"$f":"IF(F360=\"\",\"\",F360)","v":""},"＋",{"$f":"IF(F361=\"\",\"\",F361)","v":""},") ×",{"$f":"IF(末端区間!$AG$10=\"\",\"\",末端区間!$AG$10)","v":1.1000000000000001}]
[null,null,null,null,"=",{"$f":"IF(末端区間!$AG$32=\"\",\"\",末端区間!$AG$32)","v":""},"ｍ"]
[null,null,"⑦ 立上り",null,"=",{"$f":"IF(末端区間!$K$32=\"\",0,ROUND(末端区間!$K$32,2))","v":0},"ｍ"]
[null,null,"⑧ 区間所要水頭 m22",null,"=","⑥＋⑦"]
[null,null,null,null,"=",{"$f":"IF(F366=\"\",\"\",F366)","v":""},"＋",{"$f":"IF(F367=\"\",\"\",F367)","v":0}]
[null,null,null,null,"=",{"$f":"IF(末端区間!$D$32=\"\",\"\",末端区間!$D$32)","v":""},"ｍ"]
[null,null,"⑨ 累計所要水頭 M22",null,"=","m22＋M21"]
[null,null,null,null,"=",{"$f":"IF(F370=\"\",\"\",F370)","v":""},"＋",{"$f":"IF(F356=\"\",\"\",F356)","v":""}]
[null,null,null,null,"=",{"$f":"IF(末端区間!$C$32=\"\",\"\",末端区間!$C$32)","v":""},"ｍ"]
[]
[null,"23．区　間",null,{"$f":"IF(末端区間!$G$33=\"\",\"\",末端区間!$G$33)","v":""}]
[null,null,"① 仮定口径",null,"=",{"$f":"IF(末端区間!$I$33=\"\",\"\",末端区間!$I$33)","v":""},"ｍｍ"]
[null,null,"② 管延長",null,"=",{"$f":"IF(末端区間!$J$33=\"\",\"\",末端区間!$J$33)","v":""},"ｍ"]
[null,null,"③ 直管換算長",null,"=",{"$f":"IF(末端区間!$AW$33=\"\",\"\",末端区間!$AW$33)","v":""},"ｍ"]
[null,null,"④ 流量",null,"=",{"$f":"IF(末端区間!$H$33=\"\",\"\",末端区間!$H$33)","v":""},"Ｌ/sec"]
[null,null,"⑤ 動水勾配",null,"=",{"$f":"IF(末端区間!$AE$33=\"\",\"\",末端区間!$AE$33)","v":""},"‰",{"$f":"IF(末端区間!$AD$33=\"\",\"\",IF(末端区間!$AD$33=\"W\",\"（ウエストン公式より）\",\"（Ｈ．ウィリアムス公式より）\"))","v":""}]
[null,null,"⑥ 損失水頭",null,"=","⑤×(②＋③)×安全率"]
[null,null,null,null,"=",{"$f":"IF(F380=\"\",\"\",F380/1000)","v":""},"× (",{"$f":"IF(F377=\"\",\"\",F377)","v":""},"＋",{"$f":"IF(F378=\"\",\"\",F378)","v":""},") ×",{"$f":"IF(末端区間!$AG$10=\"\",\"\",末端区間!$AG$10)","v":1.1000000000000001}]
[null,null,null,null,"=",{"$f":"IF(末端区間!$AG$33=\"\",\"\",末端区間!$AG$33)","v":""},"ｍ"]
[null,null,"⑦ 立上り",null,"=",{"$f":"IF(末端区間!$K$33=\"\",0,ROUND(末端区間!$K$33,2))","v":0},"ｍ"]
[null,null,"⑧ 区間所要水頭 m23",null,"=","⑥＋⑦"]
[null,null,null,null,"=",{"$f":"IF(F383=\"\",\"\",F383)","v":""},"＋",{"$f":"IF(F384=\"\",\"\",F384)","v":0}]
[null,null,null,null,"=",{"$f":"IF(末端区間!$D$33=\"\",\"\",末端区間!$D$33)","v":""},"ｍ"]
[null,null,"⑨ 累計所要水頭 M23",null,"=","m23＋M22"]
[null,null,null,null,"=",{"$f":"IF(F387=\"\",\"\",F387)","v":""},"＋",{"$f":"IF(F373=\"\",\"\",F373)","v":""}]
[null,null,null,null,"=",{"$f":"IF(末端区間!$C$33=\"\",\"\",末端区間!$C$33)","v":""},"ｍ"]
[]
[null,"24．区　間",null,{"$f":"IF(末端区間!$G$34=\"\",\"\",末端区間!$G$34)","v":""}]
[null,null,"① 仮定口径",null,"=",{"$f":"IF(末端区間!$I$34=\"\",\"\",末端区間!$I$34)","v":""},"ｍｍ"]
[null,null,"② 管延長",null,"=",{"$f":"IF(末端区間!$J$34=\"\",\"\",末端区間!$J$34)","v":""},"ｍ"]
[null,null,"③ 直管換算長",null,"=",{"$f":"IF(末端区間!$AW$34=\"\",\"\",末端区間!$AW$34)","v":""},"ｍ"]
[null,null,"④ 流量",null,"=",{"$f":"IF(末端区間!$H$34=\"\",\"\",末端区間!$H$34)","v":""},"Ｌ/sec"]
[null,null,"⑤ 動水勾配",null,"=",{"$f":"IF(末端区間!$AE$34=\"\",\"\",末端区間!$AE$34)","v":""},"‰",{"$f":"IF(末端区間!$AD$34=\"\",\"\",IF(末端区間!$AD$34=\"W\",\"（ウエストン公式より）\",\"（Ｈ．ウィリアムス公式より）\"))","v":""}]
[null,null,"⑥ 損失水頭",null,"=","⑤×(②＋③)×安全率"]
[null,null,null,null,"=",{"$f":"IF(F397=\"\",\"\",F397/1000)","v":""},"× (",{"$f":"IF(F394=\"\",\"\",F394)","v":""},"＋",{"$f":"IF(F395=\"\",\"\",F395)","v":""},") ×",{"$f":"IF(末端区間!$AG$10=\"\",\"\",末端区間!$AG$10)","v":1.1000000000000001}]
[null,null,null,null,"=",{"$f":"IF(末端区間!$AG$34=\"\",\"\",末端区間!$AG$34)","v":""},"ｍ"]
[null,null,"⑦ 立上り",null,"=",{"$f":"IF(末端区間!$K$34=\"\",0,ROUND(末端区間!$K$34,2))","v":0},"ｍ"]
[null,null,"⑧ 区間所要水頭 m24",null,"=","⑥＋⑦"]
[null,null,null,null,"=",{"$f":"IF(F400=\"\",\"\",F400)","v":""},"＋",{"$f":"IF(F401=\"\",\"\",F401)","v":0}]
[null,null,null,null,"=",{"$f":"IF(末端区間!$D$34=\"\",\"\",末端区間!$D$34)","v":""},"ｍ"]
[null,null,"⑨ 累計所要水頭 M24",null,"=","m24＋M23"]
[null,null,null,null,"=",{"$f":"IF(F404=\"\",\"\",F404)","v":""},"＋",{"$f":"IF(F390=\"\",\"\",F390)","v":""}]
[null,null,null,null,"=",{"$f":"IF(末端区間!$C$34=\"\",\"\",末端区間!$C$34)","v":""},"ｍ"]
[]
[null,"25．区　間",null,{"$f":"IF(末端区間!$G$35=\"\",\"\",末端区間!$G$35)","v":""}]
[null,null,"① 仮定口径",null,"=",{"$f":"IF(末端区間!$I$35=\"\",\"\",末端区間!$I$35)","v":""},"ｍｍ"]
[null,null,"② 管延長",null,"=",{"$f":"IF(末端区間!$J$35=\"\",\"\",末端区間!$J$35)","v":""},"ｍ"]
[null,null,"③ 直管換算長",null,"=",{"$f":"IF(末端区間!$AW$35=\"\",\"\",末端区間!$AW$35)","v":""},"ｍ"]
[null,null,"④ 流量",null,"=",{"$f":"IF(末端区間!$H$35=\"\",\"\",末端区間!$H$35)","v":""},"Ｌ/sec"]
[null,null,"⑤ 動水勾配",null,"=",{"$f":"IF(末端区間!$AE$35=\"\",\"\",末端区間!$AE$35)","v":""},"‰",{"$f":"IF(末端区間!$AD$35=\"\",\"\",IF(末端区間!$AD$35=\"W\",\"（ウエストン公式より）\",\"（Ｈ．ウィリアムス公式より）\"))","v":""}]
[null,null,"⑥ 損失水頭",null,"=","⑤×(②＋③)×安全率"]
[null,null,null,null,"=",{"$f":"IF(F414=\"\",\"\",F414/1000)","v":""},"× (",{"$f":"IF(F411=\"\",\"\",F411)","v":""},"＋",{"$f":"IF(F412=\"\",\"\",F412)","v":""},") ×",{"$f":"IF(末端区間!$AG$10=\"\",\"\",末端区間!$AG$10)","v":1.1000000000000001}]
[null,null,null,null,"=",{"$f":"IF(末端区間!$AG$35=\"\",\"\",末端区間!$AG$35)","v":""},"ｍ"]
[null,null,"⑦ 立上り",null,"=",{"$f":"IF(末端区間!$K$35=\"\",0,ROUND(末端区間!$K$35,2))","v":0},"ｍ"]
[null,null,"⑧ 区間所要水頭 m25",null,"=","⑥＋⑦"]
[null,null,null,null,"=",{"$f":"IF(F417=\"\",\"\",F417)","v":""},"＋",{"$f":"IF(F418=\"\",\"\",F418)","v":0}]
[null,null,null,null,"=",{"$f":"IF(末端区間!$D$35=\"\",\"\",末端区間!$D$35)","v":""},"ｍ"]
[null,null,"⑨ 累計所要水頭 M25",null,"=","m25＋M24"]
[null,null,null,null,"=",{"$f":"IF(F421=\"\",\"\",F421)","v":""},"＋",{"$f":"IF(F407=\"\",\"\",F407)","v":""}]
[null,null,null,null,"=",{"$f":"IF(末端区間!$C$35=\"\",\"\",末端区間!$C$35)","v":""},"ｍ"]
[]
[null,"26．区　間",null,{"$f":"IF(末端区間!$G$36=\"\",\"\",末端区間!$G$36)","v":""}]
[null,null,"① 仮定口径",null,"=",{"$f":"IF(末端区間!$I$36=\"\",\"\",末端区間!$I$36)","v":""},"ｍｍ"]
[null,null,"② 管延長",null,"=",{"$f":"IF(末端区間!$J$36=\"\",\"\",末端区間!$J$36)","v":""},"ｍ"]
[null,null,"③ 直管換算長",null,"=",{"$f":"IF(末端区間!$AW$36=\"\",\"\",末端区間!$AW$36)","v":""},"ｍ"]
[null,null,"④ 流量",null,"=",{"$f":"IF(末端区間!$H$36=\"\",\"\",末端区間!$H$36)","v":""},"Ｌ/sec"]
[null,null,"⑤ 動水勾配",null,"=",{"$f":"IF(末端区間!$AE$36=\"\",\"\",末端区間!$AE$36)","v":""},"‰",{"$f":"IF(末端区間!$AD$36=\"\",\"\",IF(末端区間!$AD$36=\"W\",\"（ウエストン公式より）\",\"（Ｈ．ウィリアムス公式より）\"))","v":""}]
[null,null,"⑥ 損失水頭",null,"=","⑤×(②＋③)×安全率"]
[null,null,null,null,"=",{"$f":"IF(F431=\"\",\"\",F431/1000)","v":""},"× (",{"$f":"IF(F428=\"\",\"\",F428)","v":""},"＋",{"$f":"IF(F429=\"\",\"\",F429)","v":""},") ×",{"$f":"IF(末端区間!$AG$10=\"\",\"\",末端区間!$AG$10)","v":1.1000000000000001}]
[null,null,null,null,"=",{"$f":"IF(末端区間!$AG$36=\"\",\"\",末端区間!$AG$36)","v":""},"ｍ"]
[null,null,"⑦ 立上り",null,"=",{"$f":"IF(末端区間!$K$36=\"\",0,ROUND(末端区間!$K$36,2))","v":0},"ｍ"]
[null,null,"⑧ 区間所要水頭 m26",null,"=","⑥＋⑦"]
[null,null,null,null,"=",{"$f":"IF(F434=\"\",\"\",F434)","v":""},"＋",{"$f":"IF(F435=\"\",\"\",F435)","v":0}]
[null,null,null,null,"=",{"$f":"IF(末端区間!$D$36=\"\",\"\",末端区間!$D$36)","v":""},"ｍ"]
[null,null,"⑨ 累計所要水頭 M26",null,"=","m26＋M25"]
[null,null,null,null,"=",{"$f":"IF(F438=\"\",\"\",F438)","v":""},"＋",{"$f":"IF(F424=\"\",\"\",F424)","v":""}]
[null,null,null,null,"=",{"$f":"IF(末端区間!$C$36=\"\",\"\",末端区間!$C$36)","v":""},"ｍ"]
[]
[null,"27．区　間",null,{"$f":"IF(末端区間!$G$37=\"\",\"\",末端区間!$G$37)","v":""}]
[null,null,"① 仮定口径",null,"=",{"$f":"IF(末端区間!$I$37=\"\",\"\",末端区間!$I$37)","v":""},"ｍｍ"]
[null,null,"② 管延長",null,"=",{"$f":"IF(末端区間!$J$37=\"\",\"\",末端区間!$J$37)","v":""},"ｍ"]
[null,null,"③ 直管換算長",null,"=",{"$f":"IF(末端区間!$AW$37=\"\",\"\",末端区間!$AW$37)","v":""},"ｍ"]
[null,null,"④ 流量",null,"=",{"$f":"IF(末端区間!$H$37=\"\",\"\",末端区間!$H$37)","v":""},"Ｌ/sec"]
[null,null,"⑤ 動水勾配",null,"=",{"$f":"IF(末端区間!$AE$37=\"\",\"\",末端区間!$AE$37)","v":""},"‰",{"$f":"IF(末端区間!$AD$37=\"\",\"\",IF(末端区間!$AD$37=\"W\",\"（ウエストン公式より）\",\"（Ｈ．ウィリアムス公式より）\"))","v":""}]
[null,null,"⑥ 損失水頭",null,"=","⑤×(②＋③)×安全率"]
[null,null,null,null,"=",{"$f":"IF(F448=\"\",\"\",F448/1000)","v":""},"× (",{"$f":"IF(F445=\"\",\"\",F445)","v":""},"＋",{"$f":"IF(F446=\"\",\"\",F446)","v":""},") ×",{"$f":"IF(末端区間!$AG$10=\"\",\"\",末端区間!$AG$10)","v":1.1000000000000001}]
[null,null,null,null,"=",{"$f":"IF(末端区間!$AG$37=\"\",\"\",末端区間!$AG$37)","v":""},"ｍ"]
[null,null,"⑦ 立上り",null,"=",{"$f":"IF(末端区間!$K$37=\"\",0,ROUND(末端区間!$K$37,2))","v":0},"ｍ"]
[null,null,"⑧ 区間所要水頭 m27",null,"=","⑥＋⑦"]
[null,null,null,null,"=",{"$f":"IF(F451=\"\",\"\",F451)","v":""},"＋",{"$f":"IF(F452=\"\",\"\",F452)","v":0}]
[null,null,null,null,"=",{"$f":"IF(末端区間!$D$37=\"\",\"\",末端区間!$D$37)","v":""},"ｍ"]
[null,null,"⑨ 累計所要水頭 M27",null,"=","m27＋M26"]
[null,null,null,null,"=",{"$f":"IF(F455=\"\",\"\",F455)","v":""},"＋",{"$f":"IF(F441=\"\",\"\",F441)","v":""}]
[null,null,null,null,"=",{"$f":"IF(末端区間!$C$37=\"\",\"\",末端区間!$C$37)","v":""},"ｍ"]
[]
[null,"28．区　間",null,{"$f":"IF(末端区間!$G$38=\"\",\"\",末端区間!$G$38)","v":""}]
[null,null,"① 仮定口径",null,"=",{"$f":"IF(末端区間!$I$38=\"\",\"\",末端区間!$I$38)","v":""},"ｍｍ"]
[null,null,"② 管延長",null,"=",{"$f":"IF(末端区間!$J$38=\"\",\"\",末端区間!$J$38)","v":""},"ｍ"]
[null,null,"③ 直管換算長",null,"=",{"$f":"IF(末端区間!$AW$38=\"\",\"\",末端区間!$AW$38)","v":""},"ｍ"]
[null,null,"④ 流量",null,"=",{"$f":"IF(末端区間!$H$38=\"\",\"\",末端区間!$H$38)","v":""},"Ｌ/sec"]
[null,null,"⑤ 動水勾配",null,"=",{"$f":"IF(末端区間!$AE$38=\"\",\"\",末端区間!$AE$38)","v":""},"‰",{"$f":"IF(末端区間!$AD$38=\"\",\"\",IF(末端区間!$AD$38=\"W\",\"（ウエストン公式より）\",\"（Ｈ．ウィリアムス公式より）\"))","v":""}]
[null,null,"⑥ 損失水頭",null,"=","⑤×(②＋③)×安全率"]
[null,null,null,null,"=",{"$f":"IF(F465=\"\",\"\",F465/1000)","v":""},"× (",{"$f":"IF(F462=\"\",\"\",F462)","v":""},"＋",{"$f":"IF(F463=\"\",\"\",F463)","v":""},") ×",{"$f":"IF(末端区間!$AG$10=\"\",\"\",末端区間!$AG$10)","v":1.1000000000000001}]
[null,null,null,null,"=",{"$f":"IF(末端区間!$AG$38=\"\",\"\",末端区間!$AG$38)","v":""},"ｍ"]
[null,null,"⑦ 立上り",null,"=",{"$f":"IF(末端区間!$K$38=\"\",0,ROUND(末端区間!$K$38,2))","v":0},"ｍ"]
[null,null,"⑧ 区間所要水頭 m28",null,"=","⑥＋⑦"]
[null,null,null,null,"=",{"$f":"IF(F468=\"\",\"\",F468)","v":""},"＋",{"$f":"IF(F469=\"\",\"\",F469)","v":0}]
[null,null,null,null,"=",{"$f":"IF(末端区間!$D$38=\"\",\"\",末端区間!$D$38)","v":""},"ｍ"]
[null,null,"⑨ 累計所要水頭 M28",null,"=","m28＋M27"]
[null,null,null,null,"=",{"$f":"IF(F472=\"\",\"\",F472)","v":""},"＋",{"$f":"IF(F458=\"\",\"\",F458)","v":""}]
[null,null,null,null,"=",{"$f":"IF(末端区間!$C$38=\"\",\"\",末端区間!$C$38)","v":""},"ｍ"]
[]
[null,"29．区　間",null,{"$f":"IF(末端区間!$G$39=\"\",\"\",末端区間!$G$39)","v":""}]
[null,null,"① 仮定口径",null,"=",{"$f":"IF(末端区間!$I$39=\"\",\"\",末端区間!$I$39)","v":""},"ｍｍ"]
[null,null,"② 管延長",null,"=",{"$f":"IF(末端区間!$J$39=\"\",\"\",末端区間!$J$39)","v":""},"ｍ"]
[null,null,"③ 直管換算長",null,"=",{"$f":"IF(末端区間!$AW$39=\"\",\"\",末端区間!$AW$39)","v":""},"ｍ"]
[null,null,"④ 流量",null,"=",{"$f":"IF(末端区間!$H$39=\"\",\"\",末端区間!$H$39)","v":""},"Ｌ/sec"]
[null,null,"⑤ 動水勾配",null,"=",{"$f":"IF(末端区間!$AE$39=\"\",\"\",末端区間!$AE$39)","v":""},"‰",{"$f":"IF(末端区間!$AD$39=\"\",\"\",IF(末端区間!$AD$39=\"W\",\"（ウエストン公式より）\",\"（Ｈ．ウィリアムス公式より）\"))","v":""}]
[null,null,"⑥ 損失水頭",null,"=","⑤×(②＋③)×安全率"]
[null,null,null,null,"=",{"$f":"IF(F482=\"\",\"\",F482/1000)","v":""},"× (",{"$f":"IF(F479=\"\",\"\",F479)","v":""},"＋",{"$f":"IF(F480=\"\",\"\",F480)","v":""},") ×",{"$f":"IF(末端区間!$AG$10=\"\",\"\",末端区間!$AG$10)","v":1.1000000000000001}]
[null,null,null,null,"=",{"$f":"IF(末端区間!$AG$39=\"\",\"\",末端区間!$AG$39)","v":""},"ｍ"]
[null,null,"⑦ 立上り",null,"=",{"$f":"IF(末端区間!$K$39=\"\",0,ROUND(末端区間!$K$39,2))","v":0},"ｍ"]
[null,null,"⑧ 区間所要水頭 m29",null,"=","⑥＋⑦"]
[null,null,null,null,"=",{"$f":"IF(F485=\"\",\"\",F485)","v":""},"＋",{"$f":"IF(F486=\"\",\"\",F486)","v":0}]
[null,null,null,null,"=",{"$f":"IF(末端区間!$D$39=\"\",\"\",末端区間!$D$39)","v":""},"ｍ"]
[null,null,"⑨ 累計所要水頭 M29",null,"=","m29＋M28"]
[null,null,null,null,"=",{"$f":"IF(F489=\"\",\"\",F489)","v":""},"＋",{"$f":"IF(F475=\"\",\"\",F475)","v":""}]
[null,null,null,null,"=",{"$f":"IF(末端区間!$C$39=\"\",\"\",末端区間!$C$39)","v":""},"ｍ"]
[]
[null,"30．区　間",null,{"$f":"IF(末端区間!$G$40=\"\",\"\",末端区間!$G$40)","v":""}]
[null,null,"① 仮定口径",null,"=",{"$f":"IF(末端区間!$I$40=\"\",\"\",末端区間!$I$40)","v":""},"ｍｍ"]
[null,null,"② 管延長",null,"=",{"$f":"IF(末端区間!$J$40=\"\",\"\",末端区間!$J$40)","v":""},"ｍ"]
[null,null,"③ 直管換算長",null,"=",{"$f":"IF(末端区間!$AW$40=\"\",\"\",末端区間!$AW$40)","v":""},"ｍ"]
[null,null,"④ 流量",null,"=",{"$f":"IF(末端区間!$H$40=\"\",\"\",末端区間!$H$40)","v":""},"Ｌ/sec"]
[null,null,"⑤ 動水勾配",null,"=",{"$f":"IF(末端区間!$AE$40=\"\",\"\",末端区間!$AE$40)","v":""},"‰",{"$f":"IF(末端区間!$AD$40=\"\",\"\",IF(末端区間!$AD$40=\"W\",\"（ウエストン公式より）\",\"（Ｈ．ウィリアムス公式より）\"))","v":""}]
[null,null,"⑥ 損失水頭",null,"=","⑤×(②＋③)×安全率"]
[null,null,null,null,"=",{"$f":"IF(F499=\"\",\"\",F499/1000)","v":""},"× (",{"$f":"IF(F496=\"\",\"\",F496)","v":""},"＋",{"$f":"IF(F497=\"\",\"\",F497)","v":""},") ×",{"$f":"IF(末端区間!$AG$10=\"\",\"\",末端区間!$AG$10)","v":1.1000000000000001}]
[null,null,null,null,"=",{"$f":"IF(末端区間!$AG$40=\"\",\"\",末端区間!$AG$40)","v":""},"ｍ"]
[null,null,"⑦ 立上り",null,"=",{"$f":"IF(末端区間!$K$40=\"\",0,ROUND(末端区間!$K$40,2))","v":0},"ｍ"]
[null,null,"⑧ 区間所要水頭 m30",null,"=","⑥＋⑦"]
[null,null,null,null,"=",{"$f":"IF(F502=\"\",\"\",F502)","v":""},"＋",{"$f":"IF(F503=\"\",\"\",F503)","v":0}]
[null,null,null,null,"=",{"$f":"IF(末端区間!$D$40=\"\",\"\",末端区間!$D$40)","v":""},"ｍ"]
[null,null,"⑨ 累計所要水頭 M30",null,"=","m30＋M29"]
[null,null,null,null,"=",{"$f":"IF(F506=\"\",\"\",F506)","v":""},"＋",{"$f":"IF(F492=\"\",\"\",F492)","v":""}]
[null,null,null,null,"=",{"$f":"IF(末端区間!$C$40=\"\",\"\",末端区間!$C$40)","v":""},"ｍ"]
[]
[null,"31．区　間",null,{"$f":"IF(末端区間!$G$41=\"\",\"\",末端区間!$G$41)","v":""}]
[null,null,"① 仮定口径",null,"=",{"$f":"IF(末端区間!$I$41=\"\",\"\",末端区間!$I$41)","v":""},"ｍｍ"]
[null,null,"② 管延長",null,"=",{"$f":"IF(末端区間!$J$41=\"\",\"\",末端区間!$J$41)","v":""},"ｍ"]
[null,null,"③ 直管換算長",null,"=",{"$f":"IF(末端区間!$AW$41=\"\",\"\",末端区間!$AW$41)","v":""},"ｍ"]
[null,null,"④ 流量",null,"=",{"$f":"IF(末端区間!$H$41=\"\",\"\",末端区間!$H$41)","v":""},"Ｌ/sec"]
[null,null,"⑤ 動水勾配",null,"=",{"$f":"IF(末端区間!$AE$41=\"\",\"\",末端区間!$AE$41)","v":""},"‰",{"$f":"IF(末端区間!$AD$41=\"\",\"\",IF(末端区間!$AD$41=\"W\",\"（ウエストン公式より）\",\"（Ｈ．ウィリアムス公式より）\"))","v":""}]
[null,null,"⑥ 損失水頭",null,"=","⑤×(②＋③)×安全率"]
[null,null,null,null,"=",{"$f":"IF(F516=\"\",\"\",F516/1000)","v":""},"× (",{"$f":"IF(F513=\"\",\"\",F513)","v":""},"＋",{"$f":"IF(F514=\"\",\"\",F514)","v":""},") ×",{"$f":"IF(末端区間!$AG$10=\"\",\"\",末端区間!$AG$10)","v":1.1000000000000001}]
[null,null,null,null,"=",{"$f":"IF(末端区間!$AG$41=\"\",\"\",末端区間!$AG$41)","v":""},"ｍ"]
[null,null,"⑦ 立上り",null,"=",{"$f":"IF(末端区間!$K$41=\"\",0,ROUND(末端区間!$K$41,2))","v":0},"ｍ"]
[null,null,"⑧ 区間所要水頭 m31",null,"=","⑥＋⑦"]
[null,null,null,null,"=",{"$f":"IF(F519=\"\",\"\",F519)","v":""},"＋",{"$f":"IF(F520=\"\",\"\",F520)","v":0}]
[null,null,null,null,"=",{"$f":"IF(末端区間!$D$41=\"\",\"\",末端区間!$D$41)","v":""},"ｍ"]
[null,null,"⑨ 累計所要水頭 M31",null,"=","m31＋M30"]
[null,null,null,null,"=",{"$f":"IF(F523=\"\",\"\",F523)","v":""},"＋",{"$f":"IF(F509=\"\",\"\",F509)","v":""}]
[null,null,null,null,"=",{"$f":"IF(末端区間!$C$41=\"\",\"\",末端区間!$C$41)","v":""},"ｍ"]
[]
[null,"32．区　間",null,{"$f":"IF(末端区間!$G$42=\"\",\"\",末端区間!$G$42)","v":""}]
[null,null,"① 仮定口径",null,"=",{"$f":"IF(末端区間!$I$42=\"\",\"\",末端区間!$I$42)","v":""},"ｍｍ"]
[null,null,"② 管延長",null,"=",{"$f":"IF(末端区間!$J$42=\"\",\"\",末端区間!$J$42)","v":""},"ｍ"]
[null,null,"③ 直管換算長",null,"=",{"$f":"IF(末端区間!$AW$42=\"\",\"\",末端区間!$AW$42)","v":""},"ｍ"]
[null,null,"④ 流量",null,"=",{"$f":"IF(末端区間!$H$42=\"\",\"\",末端区間!$H$42)","v":""},"Ｌ/sec"]
[null,null,"⑤ 動水勾配",null,"=",{"$f":"IF(末端区間!$AE$42=\"\",\"\",末端区間!$AE$42)","v":""},"‰",{"$f":"IF(末端区間!$AD$42=\"\",\"\",IF(末端区間!$AD$42=\"W\",\"（ウエストン公式より）\",\"（Ｈ．ウィリアムス公式より）\"))","v":""}]
[null,null,"⑥ 損失水頭",null,"=","⑤×(②＋③)×安全率"]
[null,null,null,null,"=",{"$f":"IF(F533=\"\",\"\",F533/1000)","v":""},"× (",{"$f":"IF(F530=\"\",\"\",F530)","v":""},"＋",{"$f":"IF(F531=\"\",\"\",F531)","v":""},") ×",{"$f":"IF(末端区間!$AG$10=\"\",\"\",末端区間!$AG$10)","v":1.1000000000000001}]
[null,null,null,null,"=",{"$f":"IF(末端区間!$AG$42=\"\",\"\",末端区間!$AG$42)","v":""},"ｍ"]
[null,null,"⑦ 立上り",null,"=",{"$f":"IF(末端区間!$K$42=\"\",0,ROUND(末端区間!$K$42,2))","v":0},"ｍ"]
[null,null,"⑧ 区間所要水頭 m32",null,"=","⑥＋⑦"]
[null,null,null,null,"=",{"$f":"IF(F536=\"\",\"\",F536)","v":""},"＋",{"$f":"IF(F537=\"\",\"\",F537)","v":0}]
[null,null,null,null,"=",{"$f":"IF(末端区間!$D$42=\"\",\"\",末端区間!$D$42)","v":""},"ｍ"]
[null,null,"⑨ 累計所要水頭 M32",null,"=","m32＋M31"]
[null,null,null,null,"=",{"$f":"IF(F540=\"\",\"\",F540)","v":""},"＋",{"$f":"IF(F526=\"\",\"\",F526)","v":""}]
[null,null,null,null,"=",{"$f":"IF(末端区間!$C$42=\"\",\"\",末端区間!$C$42)","v":""},"ｍ"]
[]
[null,"33．区　間",null,{"$f":"IF(末端区間!$G$43=\"\",\"\",末端区間!$G$43)","v":""}]
[null,null,"① 仮定口径",null,"=",{"$f":"IF(末端区間!$I$43=\"\",\"\",末端区間!$I$43)","v":""},"ｍｍ"]
[null,null,"② 管延長",null,"=",{"$f":"IF(末端区間!$J$43=\"\",\"\",末端区間!$J$43)","v":""},"ｍ"]
[null,null,"③ 直管換算長",null,"=",{"$f":"IF(末端区間!$AW$43=\"\",\"\",末端区間!$AW$43)","v":""},"ｍ"]
[null,null,"④ 流量",null,"=",{"$f":"IF(末端区間!$H$43=\"\",\"\",末端区間!$H$43)","v":""},"Ｌ/sec"]
[null,null,"⑤ 動水勾配",null,"=",{"$f":"IF(末端区間!$AE$43=\"\",\"\",末端区間!$AE$43)","v":""},"‰",{"$f":"IF(末端区間!$AD$43=\"\",\"\",IF(末端区間!$AD$43=\"W\",\"（ウエストン公式より）\",\"（Ｈ．ウィリアムス公式より）\"))","v":""}]
[null,null,"⑥ 損失水頭",null,"=","⑤×(②＋③)×安全率"]
[null,null,null,null,"=",{"$f":"IF(F550=\"\",\"\",F550/1000)","v":""},"× (",{"$f":"IF(F547=\"\",\"\",F547)","v":""},"＋",{"$f":"IF(F548=\"\",\"\",F548)","v":""},") ×",{"$f":"IF(末端区間!$AG$10=\"\",\"\",末端区間!$AG$10)","v":1.1000000000000001}]
[null,null,null,null,"=",{"$f":"IF(末端区間!$AG$43=\"\",\"\",末端区間!$AG$43)","v":""},"ｍ"]
[null,null,"⑦ 立上り",null,"=",{"$f":"IF(末端区間!$K$43=\"\",0,ROUND(末端区間!$K$43,2))","v":0},"ｍ"]
[null,null,"⑧ 区間所要水頭 m33",null,"=","⑥＋⑦"]
[null,null,null,null,"=",{"$f":"IF(F553=\"\",\"\",F553)","v":""},"＋",{"$f":"IF(F554=\"\",\"\",F554)","v":0}]
[null,null,null,null,"=",{"$f":"IF(末端区間!$D$43=\"\",\"\",末端区間!$D$43)","v":""},"ｍ"]
[null,null,"⑨ 累計所要水頭 M33",null,"=","m33＋M32"]
[null,null,null,null,"=",{"$f":"IF(F557=\"\",\"\",F557)","v":""},"＋",{"$f":"IF(F543=\"\",\"\",F543)","v":""}]
[null,null,null,null,"=",{"$f":"IF(末端区間!$C$43=\"\",\"\",末端区間!$C$43)","v":""},"ｍ"]
[]
[null,"34．区　間",null,{"$f":"IF(末端区間!$G$44=\"\",\"\",末端区間!$G$44)","v":""}]
[null,null,"① 仮定口径",null,"=",{"$f":"IF(末端区間!$I$44=\"\",\"\",末端区間!$I$44)","v":""},"ｍｍ"]
[null,null,"② 管延長",null,"=",{"$f":"IF(末端区間!$J$44=\"\",\"\",末端区間!$J$44)","v":""},"ｍ"]
[null,null,"③ 直管換算長",null,"=",{"$f":"IF(末端区間!$AW$44=\"\",\"\",末端区間!$AW$44)","v":""},"ｍ"]
[null,null,"④ 流量",null,"=",{"$f":"IF(末端区間!$H$44=\"\",\"\",末端区間!$H$44)","v":""},"Ｌ/sec"]
[null,null,"⑤ 動水勾配",null,"=",{"$f":"IF(末端区間!$AE$44=\"\",\"\",末端区間!$AE$44)","v":""},"‰",{"$f":"IF(末端区間!$AD$44=\"\",\"\",IF(末端区間!$AD$44=\"W\",\"（ウエストン公式より）\",\"（Ｈ．ウィリアムス公式より）\"))","v":""}]
[null,null,"⑥ 損失水頭",null,"=","⑤×(②＋③)×安全率"]
[null,null,null,null,"=",{"$f":"IF(F567=\"\",\"\",F567/1000)","v":""},"× (",{"$f":"IF(F564=\"\",\"\",F564)","v":""},"＋",{"$f":"IF(F565=\"\",\"\",F565)","v":""},") ×",{"$f":"IF(末端区間!$AG$10=\"\",\"\",末端区間!$AG$10)","v":1.1000000000000001}]
[null,null,null,null,"=",{"$f":"IF(末端区間!$AG$44=\"\",\"\",末端区間!$AG$44)","v":""},"ｍ"]
[null,null,"⑦ 立上り",null,"=",{"$f":"IF(末端区間!$K$44=\"\",0,ROUND(末端区間!$K$44,2))","v":0},"ｍ"]
[null,null,"⑧ 区間所要水頭 m34",null,"=","⑥＋⑦"]
[null,null,null,null,"=",{"$f":"IF(F570=\"\",\"\",F570)","v":""},"＋",{"$f":"IF(F571=\"\",\"\",F571)","v":0}]
[null,null,null,null,"=",{"$f":"IF(末端区間!$D$44=\"\",\"\",末端区間!$D$44)","v":""},"ｍ"]
[null,null,"⑨ 累計所要水頭 M34",null,"=","m34＋M33"]
[null,null,null,null,"=",{"$f":"IF(F574=\"\",\"\",F574)","v":""},"＋",{"$f":"IF(F560=\"\",\"\",F560)","v":""}]
[null,null,null,null,"=",{"$f":"IF(末端区間!$C$44=\"\",\"\",末端区間!$C$44)","v":""},"ｍ"]
[]
[null,"35．区　間",null,{"$f":"IF(末端区間!$G$45=\"\",\"\",末端区間!$G$45)","v":""}]
[null,null,"① 仮定口径",null,"=",{"$f":"IF(末端区間!$I$45=\"\",\"\",末端区間!$I$45)","v":""},"ｍｍ"]
[null,null,"② 管延長",null,"=",{"$f":"IF(末端区間!$J$45=\"\",\"\",末端区間!$J$45)","v":""},"ｍ"]
[null,null,"③ 直管換算長",null,"=",{"$f":"IF(末端区間!$AW$45=\"\",\"\",末端区間!$AW$45)","v":""},"ｍ"]
[null,null,"④ 流量",null,"=",{"$f":"IF(末端区間!$H$45=\"\",\"\",末端区間!$H$45)","v":""},"Ｌ/sec"]
[null,null,"⑤ 動水勾配",null,"=",{"$f":"IF(末端区間!$AE$45=\"\",\"\",末端区間!$AE$45)","v":""},"‰",{"$f":"IF(末端区間!$AD$45=\"\",\"\",IF(末端区間!$AD$45=\"W\",\"（ウエストン公式より）\",\"（Ｈ．ウィリアムス公式より）\"))","v":""}]
[null,null,"⑥ 損失水頭",null,"=","⑤×(②＋③)×安全率"]
[null,null,null,null,"=",{"$f":"IF(F584=\"\",\"\",F584/1000)","v":""},"× (",{"$f":"IF(F581=\"\",\"\",F581)","v":""},"＋",{"$f":"IF(F582=\"\",\"\",F582)","v":""},") ×",{"$f":"IF(末端区間!$AG$10=\"\",\"\",末端区間!$AG$10)","v":1.1000000000000001}]
[null,null,null,null,"=",{"$f":"IF(末端区間!$AG$45=\"\",\"\",末端区間!$AG$45)","v":""},"ｍ"]
[null,null,"⑦ 立上り",null,"=",{"$f":"IF(末端区間!$K$45=\"\",0,ROUND(末端区間!$K$45,2))","v":0},"ｍ"]
[null,null,"⑧ 区間所要水頭 m35",null,"=","⑥＋⑦"]
[null,null,null,null,"=",{"$f":"IF(F587=\"\",\"\",F587)","v":""},"＋",{"$f":"IF(F588=\"\",\"\",F588)","v":0}]
[null,null,null,null,"=",{"$f":"IF(末端区間!$D$45=\"\",\"\",末端区間!$D$45)","v":""},"ｍ"]
[null,null,"⑨ 累計所要水頭 M35",null,"=","m35＋M34"]
[null,null,null,null,"=",{"$f":"IF(F591=\"\",\"\",F591)","v":""},"＋",{"$f":"IF(F577=\"\",\"\",F577)","v":""}]
[null,null,null,null,"=",{"$f":"IF(末端区間!$C$45=\"\",\"\",末端区間!$C$45)","v":""},"ｍ"]
[]
[null,"36．区　間",null,{"$f":"IF(末端区間!$G$46=\"\",\"\",末端区間!$G$46)","v":""}]
[null,null,"① 仮定口径",null,"=",{"$f":"IF(末端区間!$I$46=\"\",\"\",末端区間!$I$46)","v":""},"ｍｍ"]
[null,null,"② 管延長",null,"=",{"$f":"IF(末端区間!$J$46=\"\",\"\",末端区間!$J$46)","v":""},"ｍ"]
[null,null,"③ 直管換算長",null,"=",{"$f":"IF(末端区間!$AW$46=\"\",\"\",末端区間!$AW$46)","v":""},"ｍ"]
[null,null,"④ 流量",null,"=",{"$f":"IF(末端区間!$H$46=\"\",\"\",末端区間!$H$46)","v":""},"Ｌ/sec"]
[null,null,"⑤ 動水勾配",null,"=",{"$f":"IF(末端区間!$AE$46=\"\",\"\",末端区間!$AE$46)","v":""},"‰",{"$f":"IF(末端区間!$AD$46=\"\",\"\",IF(末端区間!$AD$46=\"W\",\"（ウエストン公式より）\",\"（Ｈ．ウィリアムス公式より）\"))","v":""}]
[null,null,"⑥ 損失水頭",null,"=","⑤×(②＋③)×安全率"]
[null,null,null,null,"=",{"$f":"IF(F601=\"\",\"\",F601/1000)","v":""},"× (",{"$f":"IF(F598=\"\",\"\",F598)","v":""},"＋",{"$f":"IF(F599=\"\",\"\",F599)","v":""},") ×",{"$f":"IF(末端区間!$AG$10=\"\",\"\",末端区間!$AG$10)","v":1.1000000000000001}]
[null,null,null,null,"=",{"$f":"IF(末端区間!$AG$46=\"\",\"\",末端区間!$AG$46)","v":""},"ｍ"]
[null,null,"⑦ 立上り",null,"=",{"$f":"IF(末端区間!$K$46=\"\",0,ROUND(末端区間!$K$46,2))","v":0},"ｍ"]
[null,null,"⑧ 区間所要水頭 m36",null,"=","⑥＋⑦"]
[null,null,null,null,"=",{"$f":"IF(F604=\"\",\"\",F604)","v":""},"＋",{"$f":"IF(F605=\"\",\"\",F605)","v":0}]
[null,null,null,null,"=",{"$f":"IF(末端区間!$D$46=\"\",\"\",末端区間!$D$46)","v":""},"ｍ"]
[null,null,"⑨ 累計所要水頭 M36",null,"=","m36＋M35"]
[null,null,null,null,"=",{"$f":"IF(F608=\"\",\"\",F608)","v":""},"＋",{"$f":"IF(F594=\"\",\"\",F594)","v":""}]
[null,null,null,null,"=",{"$f":"IF(末端区間!$C$46=\"\",\"\",末端区間!$C$46)","v":""},"ｍ"]
[]
[null,"37．区　間",null,{"$f":"IF(末端区間!$G$47=\"\",\"\",末端区間!$G$47)","v":""}]
[null,null,"① 仮定口径",null,"=",{"$f":"IF(末端区間!$I$47=\"\",\"\",末端区間!$I$47)","v":""},"ｍｍ"]
[null,null,"② 管延長",null,"=",{"$f":"IF(末端区間!$J$47=\"\",\"\",末端区間!$J$47)","v":""},"ｍ"]
[null,null,"③ 直管換算長",null,"=",{"$f":"IF(末端区間!$AW$47=\"\",\"\",末端区間!$AW$47)","v":""},"ｍ"]
[null,null,"④ 流量",null,"=",{"$f":"IF(末端区間!$H$47=\"\",\"\",末端区間!$H$47)","v":""},"Ｌ/sec"]
[null,null,"⑤ 動水勾配",null,"=",{"$f":"IF(末端区間!$AE$47=\"\",\"\",末端区間!$AE$47)","v":""},"‰",{"$f":"IF(末端区間!$AD$47=\"\",\"\",IF(末端区間!$AD$47=\"W\",\"（ウエストン公式より）\",\"（Ｈ．ウィリアムス公式より）\"))","v":""}]
[null,null,"⑥ 損失水頭",null,"=","⑤×(②＋③)×安全率"]
[null,null,null,null,"=",{"$f":"IF(F618=\"\",\"\",F618/1000)","v":""},"× (",{"$f":"IF(F615=\"\",\"\",F615)","v":""},"＋",{"$f":"IF(F616=\"\",\"\",F616)","v":""},") ×",{"$f":"IF(末端区間!$AG$10=\"\",\"\",末端区間!$AG$10)","v":1.1000000000000001}]
[null,null,null,null,"=",{"$f":"IF(末端区間!$AG$47=\"\",\"\",末端区間!$AG$47)","v":""},"ｍ"]
[null,null,"⑦ 立上り",null,"=",{"$f":"IF(末端区間!$K$47=\"\",0,ROUND(末端区間!$K$47,2))","v":0},"ｍ"]
[null,null,"⑧ 区間所要水頭 m37",null,"=","⑥＋⑦"]
[null,null,null,null,"=",{"$f":"IF(F621=\"\",\"\",F621)","v":""},"＋",{"$f":"IF(F622=\"\",\"\",F622)","v":0}]
[null,null,null,null,"=",{"$f":"IF(末端区間!$D$47=\"\",\"\",末端区間!$D$47)","v":""},"ｍ"]
[null,null,"⑨ 累計所要水頭 M37",null,"=","m37＋M36"]
[null,null,null,null,"=",{"$f":"IF(F625=\"\",\"\",F625)","v":""},"＋",{"$f":"IF(F611=\"\",\"\",F611)","v":""}]
[null,null,null,null,"=",{"$f":"IF(末端区間!$C$47=\"\",\"\",末端区間!$C$47)","v":""},"ｍ"]
[]
[null,"38．区　間",null,{"$f":"IF(末端区間!$G$48=\"\",\"\",末端区間!$G$48)","v":""}]
[null,null,"① 仮定口径",null,"=",{"$f":"IF(末端区間!$I$48=\"\",\"\",末端区間!$I$48)","v":""},"ｍｍ"]
[null,null,"② 管延長",null,"=",{"$f":"IF(末端区間!$J$48=\"\",\"\",末端区間!$J$48)","v":""},"ｍ"]
[null,null,"③ 直管換算長",null,"=",{"$f":"IF(末端区間!$AW$48=\"\",\"\",末端区間!$AW$48)","v":""},"ｍ"]
[null,null,"④ 流量",null,"=",{"$f":"IF(末端区間!$H$48=\"\",\"\",末端区間!$H$48)","v":""},"Ｌ/sec"]
[null,null,"⑤ 動水勾配",null,"=",{"$f":"IF(末端区間!$AE$48=\"\",\"\",末端区間!$AE$48)","v":""},"‰",{"$f":"IF(末端区間!$AD$48=\"\",\"\",IF(末端区間!$AD$48=\"W\",\"（ウエストン公式より）\",\"（Ｈ．ウィリアムス公式より）\"))","v":""}]
[null,null,"⑥ 損失水頭",null,"=","⑤×(②＋③)×安全率"]
[null,null,null,null,"=",{"$f":"IF(F635=\"\",\"\",F635/1000)","v":""},"× (",{"$f":"IF(F632=\"\",\"\",F632)","v":""},"＋",{"$f":"IF(F633=\"\",\"\",F633)","v":""},") ×",{"$f":"IF(末端区間!$AG$10=\"\",\"\",末端区間!$AG$10)","v":1.1000000000000001}]
[null,null,null,null,"=",{"$f":"IF(末端区間!$AG$48=\"\",\"\",末端区間!$AG$48)","v":""},"ｍ"]
[null,null,"⑦ 立上り",null,"=",{"$f":"IF(末端区間!$K$48=\"\",0,ROUND(末端区間!$K$48,2))","v":0},"ｍ"]
[null,null,"⑧ 区間所要水頭 m38",null,"=","⑥＋⑦"]
[null,null,null,null,"=",{"$f":"IF(F638=\"\",\"\",F638)","v":""},"＋",{"$f":"IF(F639=\"\",\"\",F639)","v":0}]
[null,null,null,null,"=",{"$f":"IF(末端区間!$D$48=\"\",\"\",末端区間!$D$48)","v":""},"ｍ"]
[null,null,"⑨ 累計所要水頭 M38",null,"=","m38＋M37"]
[null,null,null,null,"=",{"$f":"IF(F642=\"\",\"\",F642)","v":""},"＋",{"$f":"IF(F628=\"\",\"\",F628)","v":""}]
[null,null,null,null,"=",{"$f":"IF(末端区間!$C$48=\"\",\"\",末端区間!$C$48)","v":""},"ｍ"]
[]
[null,"39．区　間",null,{"$f":"IF(末端区間!$G$49=\"\",\"\",末端区間!$G$49)","v":""}]
[null,null,"① 仮定口径",null,"=",{"$f":"IF(末端区間!$I$49=\"\",\"\",末端区間!$I$49)","v":""},"ｍｍ"]
[null,null,"② 管延長",null,"=",{"$f":"IF(末端区間!$J$49=\"\",\"\",末端区間!$J$49)","v":""},"ｍ"]
[null,null,"③ 直管換算長",null,"=",{"$f":"IF(末端区間!$AW$49=\"\",\"\",末端区間!$AW$49)","v":""},"ｍ"]
[null,null,"④ 流量",null,"=",{"$f":"IF(末端区間!$H$49=\"\",\"\",末端区間!$H$49)","v":""},"Ｌ/sec"]
[null,null,"⑤ 動水勾配",null,"=",{"$f":"IF(末端区間!$AE$49=\"\",\"\",末端区間!$AE$49)","v":""},"‰",{"$f":"IF(末端区間!$AD$49=\"\",\"\",IF(末端区間!$AD$49=\"W\",\"（ウエストン公式より）\",\"（Ｈ．ウィリアムス公式より）\"))","v":""}]
[null,null,"⑥ 損失水頭",null,"=","⑤×(②＋③)×安全率"]
[null,null,null,null,"=",{"$f":"IF(F652=\"\",\"\",F652/1000)","v":""},"× (",{"$f":"IF(F649=\"\",\"\",F649)","v":""},"＋",{"$f":"IF(F650=\"\",\"\",F650)","v":""},") ×",{"$f":"IF(末端区間!$AG$10=\"\",\"\",末端区間!$AG$10)","v":1.1000000000000001}]
[null,null,null,null,"=",{"$f":"IF(末端区間!$AG$49=\"\",\"\",末端区間!$AG$49)","v":""},"ｍ"]
[null,null,"⑦ 立上り",null,"=",{"$f":"IF(末端区間!$K$49=\"\",0,ROUND(末端区間!$K$49,2))","v":0},"ｍ"]
[null,null,"⑧ 区間所要水頭 m39",null,"=","⑥＋⑦"]
[null,null,null,null,"=",{"$f":"IF(F655=\"\",\"\",F655)","v":""},"＋",{"$f":"IF(F656=\"\",\"\",F656)","v":0}]
[null,null,null,null,"=",{"$f":"IF(末端区間!$D$49=\"\",\"\",末端区間!$D$49)","v":""},"ｍ"]
[null,null,"⑨ 累計所要水頭 M39",null,"=","m39＋M38"]
[null,null,null,null,"=",{"$f":"IF(F659=\"\",\"\",F659)","v":""},"＋",{"$f":"IF(F645=\"\",\"\",F645)","v":""}]
[null,null,null,null,"=",{"$f":"IF(末端区間!$C$49=\"\",\"\",末端区間!$C$49)","v":""},"ｍ"]
[]
[null,"40．区　間",null,{"$f":"IF(末端区間!$G$50=\"\",\"\",末端区間!$G$50)","v":""}]
[null,null,"① 仮定口径",null,"=",{"$f":"IF(末端区間!$I$50=\"\",\"\",末端区間!$I$50)","v":""},"ｍｍ"]
[null,null,"② 管延長",null,"=",{"$f":"IF(末端区間!$J$50=\"\",\"\",末端区間!$J$50)","v":""},"ｍ"]
[null,null,"③ 直管換算長",null,"=",{"$f":"IF(末端区間!$AW$50=\"\",\"\",末端区間!$AW$50)","v":""},"ｍ"]
[null,null,"④ 流量",null,"=",{"$f":"IF(末端区間!$H$50=\"\",\"\",末端区間!$H$50)","v":""},"Ｌ/sec"]
[null,null,"⑤ 動水勾配",null,"=",{"$f":"IF(末端区間!$AE$50=\"\",\"\",末端区間!$AE$50)","v":""},"‰",{"$f":"IF(末端区間!$AD$50=\"\",\"\",IF(末端区間!$AD$50=\"W\",\"（ウエストン公式より）\",\"（Ｈ．ウィリアムス公式より）\"))","v":""}]
[null,null,"⑥ 損失水頭",null,"=","⑤×(②＋③)×安全率"]
[null,null,null,null,"=",{"$f":"IF(F669=\"\",\"\",F669/1000)","v":""},"× (",{"$f":"IF(F666=\"\",\"\",F666)","v":""},"＋",{"$f":"IF(F667=\"\",\"\",F667)","v":""},") ×",{"$f":"IF(末端区間!$AG$10=\"\",\"\",末端区間!$AG$10)","v":1.1000000000000001}]
[null,null,null,null,"=",{"$f":"IF(末端区間!$AG$50=\"\",\"\",末端区間!$AG$50)","v":""},"ｍ"]
[null,null,"⑦ 立上り",null,"=",{"$f":"IF(末端区間!$K$50=\"\",0,ROUND(末端区間!$K$50,2))","v":0},"ｍ"]
[null,null,"⑧ 区間所要水頭 m40",null,"=","⑥＋⑦"]
[null,null,null,null,"=",{"$f":"IF(F672=\"\",\"\",F672)","v":""},"＋",{"$f":"IF(F673=\"\",\"\",F673)","v":0}]
[null,null,null,null,"=",{"$f":"IF(末端区間!$D$50=\"\",\"\",末端区間!$D$50)","v":""},"ｍ"]
[null,null,"⑨ 累計所要水頭 M40",null,"=","m40＋M39"]
[null,null,null,null,"=",{"$f":"IF(F676=\"\",\"\",F676)","v":""},"＋",{"$f":"IF(F662=\"\",\"\",F662)","v":""}]
[null,null,null,null,"=",{"$f":"IF(末端区間!$C$50=\"\",\"\",末端区間!$C$50)","v":""},"ｍ"]
[]
[null,"41．区　間",null,{"$f":"IF(末端区間!$G$51=\"\",\"\",末端区間!$G$51)","v":""}]
[null,null,"① 仮定口径",null,"=",{"$f":"IF(末端区間!$I$51=\"\",\"\",末端区間!$I$51)","v":""},"ｍｍ"]
[null,null,"② 管延長",null,"=",{"$f":"IF(末端区間!$J$51=\"\",\"\",末端区間!$J$51)","v":""},"ｍ"]
[null,null,"③ 直管換算長",null,"=",{"$f":"IF(末端区間!$AW$51=\"\",\"\",末端区間!$AW$51)","v":""},"ｍ"]
[null,null,"④ 流量",null,"=",{"$f":"IF(末端区間!$H$51=\"\",\"\",末端区間!$H$51)","v":""},"Ｌ/sec"]
[null,null,"⑤ 動水勾配",null,"=",{"$f":"IF(末端区間!$AE$51=\"\",\"\",末端区間!$AE$51)","v":""},"‰",{"$f":"IF(末端区間!$AD$51=\"\",\"\",IF(末端区間!$AD$51=\"W\",\"（ウエストン公式より）\",\"（Ｈ．ウィリアムス公式より）\"))","v":""}]
[null,null,"⑥ 損失水頭",null,"=","⑤×(②＋③)×安全率"]
[null,null,null,null,"=",{"$f":"IF(F686=\"\",\"\",F686/1000)","v":""},"× (",{"$f":"IF(F683=\"\",\"\",F683)","v":""},"＋",{"$f":"IF(F684=\"\",\"\",F684)","v":""},") ×",{"$f":"IF(末端区間!$AG$10=\"\",\"\",末端区間!$AG$10)","v":1.1000000000000001}]
[null,null,null,null,"=",{"$f":"IF(末端区間!$AG$51=\"\",\"\",末端区間!$AG$51)","v":""},"ｍ"]
[null,null,"⑦ 立上り",null,"=",{"$f":"IF(末端区間!$K$51=\"\",0,ROUND(末端区間!$K$51,2))","v":0},"ｍ"]
[null,null,"⑧ 区間所要水頭 m41",null,"=","⑥＋⑦"]
[null,null,null,null,"=",{"$f":"IF(F689=\"\",\"\",F689)","v":""},"＋",{"$f":"IF(F690=\"\",\"\",F690)","v":0}]
[null,null,null,null,"=",{"$f":"IF(末端区間!$D$51=\"\",\"\",末端区間!$D$51)","v":""},"ｍ"]
[null,null,"⑨ 累計所要水頭 M41",null,"=","m41＋M40"]
[null,null,null,null,"=",{"$f":"IF(F693=\"\",\"\",F693)","v":""},"＋",{"$f":"IF(F679=\"\",\"\",F679)","v":""}]
[null,null,null,null,"=",{"$f":"IF(末端区間!$C$51=\"\",\"\",末端区間!$C$51)","v":""},"ｍ"]
[]
[null,"42．区　間",null,{"$f":"IF(末端区間!$G$52=\"\",\"\",末端区間!$G$52)","v":""}]
[null,null,"① 仮定口径",null,"=",{"$f":"IF(末端区間!$I$52=\"\",\"\",末端区間!$I$52)","v":""},"ｍｍ"]
[null,null,"② 管延長",null,"=",{"$f":"IF(末端区間!$J$52=\"\",\"\",末端区間!$J$52)","v":""},"ｍ"]
[null,null,"③ 直管換算長",null,"=",{"$f":"IF(末端区間!$AW$52=\"\",\"\",末端区間!$AW$52)","v":""},"ｍ"]
[null,null,"④ 流量",null,"=",{"$f":"IF(末端区間!$H$52=\"\",\"\",末端区間!$H$52)","v":""},"Ｌ/sec"]
[null,null,"⑤ 動水勾配",null,"=",{"$f":"IF(末端区間!$AE$52=\"\",\"\",末端区間!$AE$52)","v":""},"‰",{"$f":"IF(末端区間!$AD$52=\"\",\"\",IF(末端区間!$AD$52=\"W\",\"（ウエストン公式より）\",\"（Ｈ．ウィリアムス公式より）\"))","v":""}]
[null,null,"⑥ 損失水頭",null,"=","⑤×(②＋③)×安全率"]
[null,null,null,null,"=",{"$f":"IF(F703=\"\",\"\",F703/1000)","v":""},"× (",{"$f":"IF(F700=\"\",\"\",F700)","v":""},"＋",{"$f":"IF(F701=\"\",\"\",F701)","v":""},") ×",{"$f":"IF(末端区間!$AG$10=\"\",\"\",末端区間!$AG$10)","v":1.1000000000000001}]
[null,null,null,null,"=",{"$f":"IF(末端区間!$AG$52=\"\",\"\",末端区間!$AG$52)","v":""},"ｍ"]
[null,null,"⑦ 立上り",null,"=",{"$f":"IF(末端区間!$K$52=\"\",0,ROUND(末端区間!$K$52,2))","v":0},"ｍ"]
[null,null,"⑧ 区間所要水頭 m42",null,"=","⑥＋⑦"]
[null,null,null,null,"=",{"$f":"IF(F706=\"\",\"\",F706)","v":""},"＋",{"$f":"IF(F707=\"\",\"\",F707)","v":0}]
[null,null,null,null,"=",{"$f":"IF(末端区間!$D$52=\"\",\"\",末端区間!$D$52)","v":""},"ｍ"]
[null,null,"⑨ 累計所要水頭 M42",null,"=","m42＋M41"]
[null,null,null,null,"=",{"$f":"IF(F710=\"\",\"\",F710)","v":""},"＋",{"$f":"IF(F696=\"\",\"\",F696)","v":""}]
[null,null,null,null,"=",{"$f":"IF(末端区間!$C$52=\"\",\"\",末端区間!$C$52)","v":""},"ｍ"]
[]
[null,"43．区　間",null,{"$f":"IF(末端区間!$G$53=\"\",\"\",末端区間!$G$53)","v":""}]
[null,null,"① 仮定口径",null,"=",{"$f":"IF(末端区間!$I$53=\"\",\"\",末端区間!$I$53)","v":""},"ｍｍ"]
[null,null,"② 管延長",null,"=",{"$f":"IF(末端区間!$J$53=\"\",\"\",末端区間!$J$53)","v":""},"ｍ"]
[null,null,"③ 直管換算長",null,"=",{"$f":"IF(末端区間!$AW$53=\"\",\"\",末端区間!$AW$53)","v":""},"ｍ"]
[null,null,"④ 流量",null,"=",{"$f":"IF(末端区間!$H$53=\"\",\"\",末端区間!$H$53)","v":""},"Ｌ/sec"]
[null,null,"⑤ 動水勾配",null,"=",{"$f":"IF(末端区間!$AE$53=\"\",\"\",末端区間!$AE$53)","v":""},"‰",{"$f":"IF(末端区間!$AD$53=\"\",\"\",IF(末端区間!$AD$53=\"W\",\"（ウエストン公式より）\",\"（Ｈ．ウィリアムス公式より）\"))","v":""}]
[null,null,"⑥ 損失水頭",null,"=","⑤×(②＋③)×安全率"]
[null,null,null,null,"=",{"$f":"IF(F720=\"\",\"\",F720/1000)","v":""},"× (",{"$f":"IF(F717=\"\",\"\",F717)","v":""},"＋",{"$f":"IF(F718=\"\",\"\",F718)","v":""},") ×",{"$f":"IF(末端区間!$AG$10=\"\",\"\",末端区間!$AG$10)","v":1.1000000000000001}]
[null,null,null,null,"=",{"$f":"IF(末端区間!$AG$53=\"\",\"\",末端区間!$AG$53)","v":""},"ｍ"]
[null,null,"⑦ 立上り",null,"=",{"$f":"IF(末端区間!$K$53=\"\",0,ROUND(末端区間!$K$53,2))","v":0},"ｍ"]
[null,null,"⑧ 区間所要水頭 m43",null,"=","⑥＋⑦"]
[null,null,null,null,"=",{"$f":"IF(F723=\"\",\"\",F723)","v":""},"＋",{"$f":"IF(F724=\"\",\"\",F724)","v":0}]
[null,null,null,null,"=",{"$f":"IF(末端区間!$D$53=\"\",\"\",末端区間!$D$53)","v":""},"ｍ"]
[null,null,"⑨ 累計所要水頭 M43",null,"=","m43＋M42"]
[null,null,null,null,"=",{"$f":"IF(F727=\"\",\"\",F727)","v":""},"＋",{"$f":"IF(F713=\"\",\"\",F713)","v":""}]
[null,null,null,null,"=",{"$f":"IF(末端区間!$C$53=\"\",\"\",末端区間!$C$53)","v":""},"ｍ"]
[]
[null,"44．区　間",null,{"$f":"IF(末端区間!$G$54=\"\",\"\",末端区間!$G$54)","v":""}]
[null,null,"① 仮定口径",null,"=",{"$f":"IF(末端区間!$I$54=\"\",\"\",末端区間!$I$54)","v":""},"ｍｍ"]
[null,null,"② 管延長",null,"=",{"$f":"IF(末端区間!$J$54=\"\",\"\",末端区間!$J$54)","v":""},"ｍ"]
[null,null,"③ 直管換算長",null,"=",{"$f":"IF(末端区間!$AW$54=\"\",\"\",末端区間!$AW$54)","v":""},"ｍ"]
[null,null,"④ 流量",null,"=",{"$f":"IF(末端区間!$H$54=\"\",\"\",末端区間!$H$54)","v":""},"Ｌ/sec"]
[null,null,"⑤ 動水勾配",null,"=",{"$f":"IF(末端区間!$AE$54=\"\",\"\",末端区間!$AE$54)","v":""},"‰",{"$f":"IF(末端区間!$AD$54=\"\",\"\",IF(末端区間!$AD$54=\"W\",\"（ウエストン公式より）\",\"（Ｈ．ウィリアムス公式より）\"))","v":""}]
[null,null,"⑥ 損失水頭",null,"=","⑤×(②＋③)×安全率"]
[null,null,null,null,"=",{"$f":"IF(F737=\"\",\"\",F737/1000)","v":""},"× (",{"$f":"IF(F734=\"\",\"\",F734)","v":""},"＋",{"$f":"IF(F735=\"\",\"\",F735)","v":""},") ×",{"$f":"IF(末端区間!$AG$10=\"\",\"\",末端区間!$AG$10)","v":1.1000000000000001}]
[null,null,null,null,"=",{"$f":"IF(末端区間!$AG$54=\"\",\"\",末端区間!$AG$54)","v":""},"ｍ"]
[null,null,"⑦ 立上り",null,"=",{"$f":"IF(末端区間!$K$54=\"\",0,ROUND(末端区間!$K$54,2))","v":0},"ｍ"]
[null,null,"⑧ 区間所要水頭 m44",null,"=","⑥＋⑦"]
[null,null,null,null,"=",{"$f":"IF(F740=\"\",\"\",F740)","v":""},"＋",{"$f":"IF(F741=\"\",\"\",F741)","v":0}]
[null,null,null,null,"=",{"$f":"IF(末端区間!$D$54=\"\",\"\",末端区間!$D$54)","v":""},"ｍ"]
[null,null,"⑨ 累計所要水頭 M44",null,"=","m44＋M43"]
[null,null,null,null,"=",{"$f":"IF(F744=\"\",\"\",F744)","v":""},"＋",{"$f":"IF(F730=\"\",\"\",F730)","v":""}]
[null,null,null,null,"=",{"$f":"IF(末端区間!$C$54=\"\",\"\",末端区間!$C$54)","v":""},"ｍ"]
[]
[null,"45．区　間",null,{"$f":"IF(末端区間!$G$55=\"\",\"\",末端区間!$G$55)","v":""}]
[null,null,"① 仮定口径",null,"=",{"$f":"IF(末端区間!$I$55=\"\",\"\",末端区間!$I$55)","v":""},"ｍｍ"]
[null,null,"② 管延長",null,"=",{"$f":"IF(末端区間!$J$55=\"\",\"\",末端区間!$J$55)","v":""},"ｍ"]
[null,null,"③ 直管換算長",null,"=",{"$f":"IF(末端区間!$AW$55=\"\",\"\",末端区間!$AW$55)","v":""},"ｍ"]
[null,null,"④ 流量",null,"=",{"$f":"IF(末端区間!$H$55=\"\",\"\",末端区間!$H$55)","v":""},"Ｌ/sec"]
[null,null,"⑤ 動水勾配",null,"=",{"$f":"IF(末端区間!$AE$55=\"\",\"\",末端区間!$AE$55)","v":""},"‰",{"$f":"IF(末端区間!$AD$55=\"\",\"\",IF(末端区間!$AD$55=\"W\",\"（ウエストン公式より）\",\"（Ｈ．ウィリアムス公式より）\"))","v":""}]
[null,null,"⑥ 損失水頭",null,"=","⑤×(②＋③)×安全率"]
[null,null,null,null,"=",{"$f":"IF(F754=\"\",\"\",F754/1000)","v":""},"× (",{"$f":"IF(F751=\"\",\"\",F751)","v":""},"＋",{"$f":"IF(F752=\"\",\"\",F752)","v":""},") ×",{"$f":"IF(末端区間!$AG$10=\"\",\"\",末端区間!$AG$10)","v":1.1000000000000001}]
[null,null,null,null,"=",{"$f":"IF(末端区間!$AG$55=\"\",\"\",末端区間!$AG$55)","v":""},"ｍ"]
[null,null,"⑦ 立上り",null,"=",{"$f":"IF(末端区間!$K$55=\"\",0,ROUND(末端区間!$K$55,2))","v":0},"ｍ"]
[null,null,"⑧ 区間所要水頭 m45",null,"=","⑥＋⑦"]
[null,null,null,null,"=",{"$f":"IF(F757=\"\",\"\",F757)","v":""},"＋",{"$f":"IF(F758=\"\",\"\",F758)","v":0}]
[null,null,null,null,"=",{"$f":"IF(末端区間!$D$55=\"\",\"\",末端区間!$D$55)","v":""},"ｍ"]
[null,null,"⑨ 累計所要水頭 M45",null,"=","m45＋M44"]
[null,null,null,null,"=",{"$f":"IF(F761=\"\",\"\",F761)","v":""},"＋",{"$f":"IF(F747=\"\",\"\",F747)","v":""}]
[null,null,null,null,"=",{"$f":"IF(末端区間!$C$55=\"\",\"\",末端区間!$C$55)","v":""},"ｍ"]
[]
[null,"46．区　間",null,{"$f":"IF(末端区間!$G$56=\"\",\"\",末端区間!$G$56)","v":""}]
[null,null,"① 仮定口径",null,"=",{"$f":"IF(末端区間!$I$56=\"\",\"\",末端区間!$I$56)","v":""},"ｍｍ"]
[null,null,"② 管延長",null,"=",{"$f":"IF(末端区間!$J$56=\"\",\"\",末端区間!$J$56)","v":""},"ｍ"]
[null,null,"③ 直管換算長",null,"=",{"$f":"IF(末端区間!$AW$56=\"\",\"\",末端区間!$AW$56)","v":""},"ｍ"]
[null,null,"④ 流量",null,"=",{"$f":"IF(末端区間!$H$56=\"\",\"\",末端区間!$H$56)","v":""},"Ｌ/sec"]
[null,null,"⑤ 動水勾配",null,"=",{"$f":"IF(末端区間!$AE$56=\"\",\"\",末端区間!$AE$56)","v":""},"‰",{"$f":"IF(末端区間!$AD$56=\"\",\"\",IF(末端区間!$AD$56=\"W\",\"（ウエストン公式より）\",\"（Ｈ．ウィリアムス公式より）\"))","v":""}]
[null,null,"⑥ 損失水頭",null,"=","⑤×(②＋③)×安全率"]
[null,null,null,null,"=",{"$f":"IF(F771=\"\",\"\",F771/1000)","v":""},"× (",{"$f":"IF(F768=\"\",\"\",F768)","v":""},"＋",{"$f":"IF(F769=\"\",\"\",F769)","v":""},") ×",{"$f":"IF(末端区間!$AG$10=\"\",\"\",末端区間!$AG$10)","v":1.1000000000000001}]
[null,null,null,null,"=",{"$f":"IF(末端区間!$AG$56=\"\",\"\",末端区間!$AG$56)","v":""},"ｍ"]
[null,null,"⑦ 立上り",null,"=",{"$f":"IF(末端区間!$K$56=\"\",0,ROUND(末端区間!$K$56,2))","v":0},"ｍ"]
[null,null,"⑧ 区間所要水頭 m46",null,"=","⑥＋⑦"]
[null,null,null,null,"=",{"$f":"IF(F774=\"\",\"\",F774)","v":""},"＋",{"$f":"IF(F775=\"\",\"\",F775)","v":0}]
[null,null,null,null,"=",{"$f":"IF(末端区間!$D$56=\"\",\"\",末端区間!$D$56)","v":""},"ｍ"]
[null,null,"⑨ 累計所要水頭 M46",null,"=","m46＋M45"]
[null,null,null,null,"=",{"$f":"IF(F778=\"\",\"\",F778)","v":""},"＋",{"$f":"IF(F764=\"\",\"\",F764)","v":""}]
[null,null,null,null,"=",{"$f":"IF(末端区間!$C$56=\"\",\"\",末端区間!$C$56)","v":""},"ｍ"]
[]
[null,"47．区　間",null,{"$f":"IF(末端区間!$G$57=\"\",\"\",末端区間!$G$57)","v":""}]
[null,null,"① 仮定口径",null,"=",{"$f":"IF(末端区間!$I$57=\"\",\"\",末端区間!$I$57)","v":""},"ｍｍ"]
[null,null,"② 管延長",null,"=",{"$f":"IF(末端区間!$J$57=\"\",\"\",末端区間!$J$57)","v":""},"ｍ"]
[null,null,"③ 直管換算長",null,"=",{"$f":"IF(末端区間!$AW$57=\"\",\"\",末端区間!$AW$57)","v":""},"ｍ"]
[null,null,"④ 流量",null,"=",{"$f":"IF(末端区間!$H$57=\"\",\"\",末端区間!$H$57)","v":""},"Ｌ/sec"]
[null,null,"⑤ 動水勾配",null,"=",{"$f":"IF(末端区間!$AE$57=\"\",\"\",末端区間!$AE$57)","v":""},"‰",{"$f":"IF(末端区間!$AD$57=\"\",\"\",IF(末端区間!$AD$57=\"W\",\"（ウエストン公式より）\",\"（Ｈ．ウィリアムス公式より）\"))","v":""}]
[null,null,"⑥ 損失水頭",null,"=","⑤×(②＋③)×安全率"]
[null,null,null,null,"=",{"$f":"IF(F788=\"\",\"\",F788/1000)","v":""},"× (",{"$f":"IF(F785=\"\",\"\",F785)","v":""},"＋",{"$f":"IF(F786=\"\",\"\",F786)","v":""},") ×",{"$f":"IF(末端区間!$AG$10=\"\",\"\",末端区間!$AG$10)","v":1.1000000000000001}]
[null,null,null,null,"=",{"$f":"IF(末端区間!$AG$57=\"\",\"\",末端区間!$AG$57)","v":""},"ｍ"]
[null,null,"⑦ 立上り",null,"=",{"$f":"IF(末端区間!$K$57=\"\",0,ROUND(末端区間!$K$57,2))","v":0},"ｍ"]
[null,null,"⑧ 区間所要水頭 m47",null,"=","⑥＋⑦"]
[null,null,null,null,"=",{"$f":"IF(F791=\"\",\"\",F791)","v":""},"＋",{"$f":"IF(F792=\"\",\"\",F792)","v":0}]
[null,null,null,null,"=",{"$f":"IF(末端区間!$D$57=\"\",\"\",末端区間!$D$57)","v":""},"ｍ"]
[null,null,"⑨ 累計所要水頭 M47",null,"=","m47＋M46"]
[null,null,null,null,"=",{"$f":"IF(F795=\"\",\"\",F795)","v":""},"＋",{"$f":"IF(F781=\"\",\"\",F781)","v":""}]
[null,null,null,null,"=",{"$f":"IF(末端区間!$C$57=\"\",\"\",末端区間!$C$57)","v":""},"ｍ"]
[]
[null,"48．区　間",null,{"$f":"IF(末端区間!$G$58=\"\",\"\",末端区間!$G$58)","v":""}]
[null,null,"① 仮定口径",null,"=",{"$f":"IF(末端区間!$I$58=\"\",\"\",末端区間!$I$58)","v":""},"ｍｍ"]
[null,null,"② 管延長",null,"=",{"$f":"IF(末端区間!$J$58=\"\",\"\",末端区間!$J$58)","v":""},"ｍ"]
[null,null,"③ 直管換算長",null,"=",{"$f":"IF(末端区間!$AW$58=\"\",\"\",末端区間!$AW$58)","v":""},"ｍ"]
[null,null,"④ 流量",null,"=",{"$f":"IF(末端区間!$H$58=\"\",\"\",末端区間!$H$58)","v":""},"Ｌ/sec"]
[null,null,"⑤ 動水勾配",null,"=",{"$f":"IF(末端区間!$AE$58=\"\",\"\",末端区間!$AE$58)","v":""},"‰",{"$f":"IF(末端区間!$AD$58=\"\",\"\",IF(末端区間!$AD$58=\"W\",\"（ウエストン公式より）\",\"（Ｈ．ウィリアムス公式より）\"))","v":""}]
[null,null,"⑥ 損失水頭",null,"=","⑤×(②＋③)×安全率"]
[null,null,null,null,"=",{"$f":"IF(F805=\"\",\"\",F805/1000)","v":""},"× (",{"$f":"IF(F802=\"\",\"\",F802)","v":""},"＋",{"$f":"IF(F803=\"\",\"\",F803)","v":""},") ×",{"$f":"IF(末端区間!$AG$10=\"\",\"\",末端区間!$AG$10)","v":1.1000000000000001}]
[null,null,null,null,"=",{"$f":"IF(末端区間!$AG$58=\"\",\"\",末端区間!$AG$58)","v":""},"ｍ"]
[null,null,"⑦ 立上り",null,"=",{"$f":"IF(末端区間!$K$58=\"\",0,ROUND(末端区間!$K$58,2))","v":0},"ｍ"]
[null,null,"⑧ 区間所要水頭 m48",null,"=","⑥＋⑦"]
[null,null,null,null,"=",{"$f":"IF(F808=\"\",\"\",F808)","v":""},"＋",{"$f":"IF(F809=\"\",\"\",F809)","v":0}]
[null,null,null,null,"=",{"$f":"IF(末端区間!$D$58=\"\",\"\",末端区間!$D$58)","v":""},"ｍ"]
[null,null,"⑨ 累計所要水頭 M48",null,"=","m48＋M47"]
[null,null,null,null,"=",{"$f":"IF(F812=\"\",\"\",F812)","v":""},"＋",{"$f":"IF(F798=\"\",\"\",F798)","v":""}]
[null,null,null,null,"=",{"$f":"IF(末端区間!$C$58=\"\",\"\",末端区間!$C$58)","v":""},"ｍ"]
[]
[null,"49．区　間",null,{"$f":"IF(末端区間!$G$59=\"\",\"\",末端区間!$G$59)","v":""}]
[null,null,"① 仮定口径",null,"=",{"$f":"IF(末端区間!$I$59=\"\",\"\",末端区間!$I$59)","v":""},"ｍｍ"]
[null,null,"② 管延長",null,"=",{"$f":"IF(末端区間!$J$59=\"\",\"\",末端区間!$J$59)","v":""},"ｍ"]
[null,null,"③ 直管換算長",null,"=",{"$f":"IF(末端区間!$AW$59=\"\",\"\",末端区間!$AW$59)","v":""},"ｍ"]
[null,null,"④ 流量",null,"=",{"$f":"IF(末端区間!$H$59=\"\",\"\",末端区間!$H$59)","v":""},"Ｌ/sec"]
[null,null,"⑤ 動水勾配",null,"=",{"$f":"IF(末端区間!$AE$59=\"\",\"\",末端区間!$AE$59)","v":""},"‰",{"$f":"IF(末端区間!$AD$59=\"\",\"\",IF(末端区間!$AD$59=\"W\",\"（ウエストン公式より）\",\"（Ｈ．ウィリアムス公式より）\"))","v":""}]
[null,null,"⑥ 損失水頭",null,"=","⑤×(②＋③)×安全率"]
[null,null,null,null,"=",{"$f":"IF(F822=\"\",\"\",F822/1000)","v":""},"× (",{"$f":"IF(F819=\"\",\"\",F819)","v":""},"＋",{"$f":"IF(F820=\"\",\"\",F820)","v":""},") ×",{"$f":"IF(末端区間!$AG$10=\"\",\"\",末端区間!$AG$10)","v":1.1000000000000001}]
[null,null,null,null,"=",{"$f":"IF(末端区間!$AG$59=\"\",\"\",末端区間!$AG$59)","v":""},"ｍ"]
[null,null,"⑦ 立上り",null,"=",{"$f":"IF(末端区間!$K$59=\"\",0,ROUND(末端区間!$K$59,2))","v":0},"ｍ"]
[null,null,"⑧ 区間所要水頭 m49",null,"=","⑥＋⑦"]
[null,null,null,null,"=",{"$f":"IF(F825=\"\",\"\",F825)","v":""},"＋",{"$f":"IF(F826=\"\",\"\",F826)","v":0}]
[null,null,null,null,"=",{"$f":"IF(末端区間!$D$59=\"\",\"\",末端区間!$D$59)","v":""},"ｍ"]
[null,null,"⑨ 累計所要水頭 M49",null,"=","m49＋M48"]
[null,null,null,null,"=",{"$f":"IF(F829=\"\",\"\",F829)","v":""},"＋",{"$f":"IF(F815=\"\",\"\",F815)","v":""}]
[null,null,null,null,"=",{"$f":"IF(末端区間!$C$59=\"\",\"\",末端区間!$C$59)","v":""},"ｍ"]
[]
[null,"50．区　間",null,{"$f":"IF(末端区間!$G$60=\"\",\"\",末端区間!$G$60)","v":""}]
[null,null,"① 仮定口径",null,"=",{"$f":"IF(末端区間!$I$60=\"\",\"\",末端区間!$I$60)","v":""},"ｍｍ"]
[null,null,"② 管延長",null,"=",{"$f":"IF(末端区間!$J$60=\"\",\"\",末端区間!$J$60)","v":""},"ｍ"]
[null,null,"③ 直管換算長",null,"=",{"$f":"IF(末端区間!$AW$60=\"\",\"\",末端区間!$AW$60)","v":""},"ｍ"]
[null,null,"④ 流量",null,"=",{"$f":"IF(末端区間!$H$60=\"\",\"\",末端区間!$H$60)","v":""},"Ｌ/sec"]
[null,null,"⑤ 動水勾配",null,"=",{"$f":"IF(末端区間!$AE$60=\"\",\"\",末端区間!$AE$60)","v":""},"‰",{"$f":"IF(末端区間!$AD$60=\"\",\"\",IF(末端区間!$AD$60=\"W\",\"（ウエストン公式より）\",\"（Ｈ．ウィリアムス公式より）\"))","v":""}]
[null,null,"⑥ 損失水頭",null,"=","⑤×(②＋③)×安全率"]
[null,null,null,null,"=",{"$f":"IF(F839=\"\",\"\",F839/1000)","v":""},"× (",{"$f":"IF(F836=\"\",\"\",F836)","v":""},"＋",{"$f":"IF(F837=\"\",\"\",F837)","v":""},") ×",{"$f":"IF(末端区間!$AG$10=\"\",\"\",末端区間!$AG$10)","v":1.1000000000000001}]
[null,null,null,null,"=",{"$f":"IF(末端区間!$AG$60=\"\",\"\",末端区間!$AG$60)","v":""},"ｍ"]
[null,null,"⑦ 立上り",null,"=",{"$f":"IF(末端区間!$K$60=\"\",0,ROUND(末端区間!$K$60,2))","v":0},"ｍ"]
[null,null,"⑧ 区間所要水頭 m50",null,"=","⑥＋⑦"]
[null,null,null,null,"=",{"$f":"IF(F842=\"\",\"\",F842)","v":""},"＋",{"$f":"IF(F843=\"\",\"\",F843)","v":0}]
[null,null,null,null,"=",{"$f":"IF(末端区間!$D$60=\"\",\"\",末端区間!$D$60)","v":""},"ｍ"]
[null,null,"⑨ 累計所要水頭 M50",null,"=","m50＋M49"]
[null,null,null,null,"=",{"$f":"IF(F846=\"\",\"\",F846)","v":""},"＋",{"$f":"IF(F832=\"\",\"\",F832)","v":""}]
[null,null,null,null,"=",{"$f":"IF(末端区間!$C$60=\"\",\"\",末端区間!$C$60)","v":""},"ｍ"]

{"sheet":"2区間計算末端安全有他損失有","index":47,"n_rows":899,"n_cols":12,"rows_kept":899,"cut":false,"hidden":true,"merged":[[100,7,100,11],[10,7,10,11],[28,7,28,11],[46,7,46,11],[64,7,64,11],[82,7,82,11],[316,7,316,11],[118,7,118,11],[136,7,136,11],[154,7,154,11],[172,7,172,11],[190,7,190,11],[208,7,208,11],[226,7,226,11],[244,7,244,11],[262,7,262,11],[280,7,280,11],[298,7,298,11],[532,7,532,11],[334,7,334,11],[352,7,352,11],[370,7,370,11],[388,7,388,11],[406,7,406,11],[424,7,424,11],[442,7,442,11],[460,7,460,11],[478,7,478,11],[496,7,496,11],[514,7,514,11],[748,7,748,11],[550,7,550,11],[568,7,568,11],[586,7,586,11],[604,7,604,11],[622,7,622,11],[640,7,640,11],[658,7,658,11],[676,7,676,11],[694,7,694,11],[712,7,712,11],[730,7,730,11],[874,7,874,11],[892,7,892,11],[766,7,766,11],[784,7,784,11],[802,7,802,11],[820,7,820,11],[838,7,838,11],[856,7,856,11]]}
[null,"１．区　間",null,{"$f":"IF(末端区間!$G$11=\"\",\"\",末端区間!$G$11)","v":"a-b"}]
[null,null,"① 仮定口径",null,"=",{"$f":"IF(末端区間!$I$11=\"\",\"\",末端区間!$I$11)","v":13},"ｍｍ"]
[null,null,"② 管延長",null,"=",{"$f":"IF(末端区間!$J$11=\"\",\"\",末端区間!$J$11)","v":1.5},"ｍ"]
[null,null,"③ 直管換算長",null,"=",{"$f":"IF(末端区間!$AW$11=\"\",\"\",末端区間!$AW$11)","v":3},"ｍ"]
[null,null,"④ 流量",null,"=",{"$f":"IF(末端区間!$H$11=\"\",\"\",末端区間!$H$11)","v":0.2},"Ｌ/sec"]
[null,null,"⑤ 動水勾配",null,"=",{"$f":"IF(末端区間!$AE$11=\"\",\"\",末端区間!$AE$11)","v":229},"‰",{"$f":"IF(末端区間!$AD$11=\"\",\"\",IF(末端区間!$AD$11=\"W\",\"（ウエストン公式より）\",\"（Ｈ．ウィリアムス公式より）\"))","v":"（ウエストン公式より）"}]
[null,null,"⑥ 損失水頭",null,"=","⑤×(②＋③)×安全率"]
[null,null,null,null,"=",{"$f":"IF(F6=\"\",\"\",F6/1000)","v":0.22900000000000001},"× (",{"$f":"IF(F3=\"\",\"\",F3)","v":1.5},"＋",{"$f":"IF(F4=\"\",\"\",F4)","v":3},") ×",{"$f":"IF(末端区間!$AG$10=\"\",\"\",末端区間!$AG$10)","v":1.1000000000000001}]
[null,null,null,null,"=",{"$f":"IF(末端区間!$AG$11=\"\",\"\",末端区間!$AG$11)","v":1.1299999999999999},"ｍ"]
[null,null,"⑦ 立上り",null,"=",{"$f":"IF(末端区間!$K$11=\"\",0,ROUND(末端区間!$K$11,2))","v":0.8},"ｍ"]
[null,null,"⑧ 他損失水頭等",null,"=",{"$f":"IF(末端区間!$AA$11=\"\",0,ROUND(末端区間!$AA$11,2))","v":3},"ｍ",{"$f":"IF(末端区間!$AB$11=\"\",\"\",\"（\"&末端区間!$AB$11&\"）\")","v":"（給水用具の所要水頭）"}]
[null,null,"⑨ 区間所要水頭 m1",null,"=","⑥＋⑦＋⑧"]
[null,null,null,null,"=",{"$f":"IF(F9=\"\",\"\",F9)","v":1.1299999999999999},"＋",{"$f":"IF(F10=\"\",\"\",F10)","v":0.8},"＋",{"$f":"IF(F11=\"\",\"\",F11)","v":3}]
[null,null,null,null,"=",{"$f":"IF(末端区間!$D$11=\"\",\"\",末端区間!$D$11)","v":1.93},"ｍ"]
[null,null,"⑩ 累計所要水頭 M1",null,"=","m1"]
[null,null,null,null,"=",{"$f":"IF(末端区間!$C$11=\"\",\"\",末端区間!$C$11)","v":1.93},"ｍ"]
[]
[]
[null,"２．区　間",null,{"$f":"IF(末端区間!$G$12=\"\",\"\",末端区間!$G$12)","v":"b-c"}]
[null,null,"① 仮定口径",null,"=",{"$f":"IF(末端区間!$I$12=\"\",\"\",末端区間!$I$12)","v":20},"ｍｍ"]
[null,null,"② 管延長",null,"=",{"$f":"IF(末端区間!$J$12=\"\",\"\",末端区間!$J$12)","v":1.5},"ｍ"]
[null,null,"③ 直管換算長",null,"=",{"$f":"IF(末端区間!$AW$12=\"\",\"\",末端区間!$AW$12)","v":0},"ｍ"]
[null,null,"④ 流量",null,"=",{"$f":"IF(末端区間!$H$12=\"\",\"\",末端区間!$H$12)","v":0.33},"Ｌ/sec"]
[null,null,"⑤ 動水勾配",null,"=",{"$f":"IF(末端区間!$AE$12=\"\",\"\",末端区間!$AE$12)","v":78},"‰",{"$f":"IF(末端区間!$AD$12=\"\",\"\",IF(末端区間!$AD$12=\"W\",\"（ウエストン公式より）\",\"（Ｈ．ウィリアムス公式より）\"))","v":"（ウエストン公式より）"}]
[null,null,"⑥ 損失水頭",null,"=","⑤×(②＋③)×安全率"]
[null,null,null,null,"=",{"$f":"IF(F24=\"\",\"\",F24/1000)","v":7.8E-2},"× (",{"$f":"IF(F21=\"\",\"\",F21)","v":1.5},"＋",{"$f":"IF(F22=\"\",\"\",F22)","v":0},") ×",{"$f":"IF(末端区間!$AG$10=\"\",\"\",末端区間!$AG$10)","v":1.1000000000000001}]
[null,null,null,null,"=",{"$f":"IF(末端区間!$AG$12=\"\",\"\",末端区間!$AG$12)","v":0.13},"ｍ"]
[null,null,"⑦ 立上り",null,"=",{"$f":"IF(末端区間!$K$12=\"\",0,ROUND(末端区間!$K$12,2))","v":0},"ｍ"]
[null,null,"⑧ 他損失水頭等",null,"=",{"$f":"IF(末端区間!$AA$12=\"\",0,ROUND(末端区間!$AA$12,2))","v":0},"ｍ",{"$f":"IF(末端区間!$AB$12=\"\",\"\",\"（\"&末端区間!$AB$12&\"）\")","v":""}]
[null,null,"⑨ 区間所要水頭 m2",null,"=","⑥＋⑦＋⑧"]
[null,null,null,null,"=",{"$f":"IF(F27=\"\",\"\",F27)","v":0.13},"＋",{"$f":"IF(F28=\"\",\"\",F28)","v":0},"＋",{"$f":"IF(F29=\"\",\"\",F29)","v":0}]
[null,null,null,null,"=",{"$f":"IF(末端区間!$D$12=\"\",\"\",末端区間!$D$12)","v":0.13},"ｍ"]
[null,null,"⑩ 累計所要水頭 M2",null,"=","m2＋M1"]
[null,null,null,null,"=",{"$f":"IF(F32=\"\",\"\",F32)","v":0.13},"＋",{"$f":"IF(F16=\"\",\"\",F16)","v":1.93}]
[null,null,null,null,"=",{"$f":"IF(末端区間!$C$12=\"\",\"\",末端区間!$C$12)","v":2.06},"ｍ"]
[]
[null,"３．区　間",null,{"$f":"IF(末端区間!$G$13=\"\",\"\",末端区間!$G$13)","v":"c-d"}]
[null,null,"① 仮定口径",null,"=",{"$f":"IF(末端区間!$I$13=\"\",\"\",末端区間!$I$13)","v":20},"ｍｍ"]
[null,null,"② 管延長",null,"=",{"$f":"IF(末端区間!$J$13=\"\",\"\",末端区間!$J$13)","v":4},"ｍ"]
[null,null,"③ 直管換算長",null,"=",{"$f":"IF(末端区間!$AW$13=\"\",\"\",末端区間!$AW$13)","v":6.15},"ｍ"]
[null,null,"④ 流量",null,"=",{"$f":"IF(末端区間!$H$13=\"\",\"\",末端区間!$H$13)","v":0.53},"Ｌ/sec"]
[null,null,"⑤ 動水勾配",null,"=",{"$f":"IF(末端区間!$AE$13=\"\",\"\",末端区間!$AE$13)","v":177},"‰",{"$f":"IF(末端区間!$AD$13=\"\",\"\",IF(末端区間!$AD$13=\"W\",\"（ウエストン公式より）\",\"（Ｈ．ウィリアムス公式より）\"))","v":"（ウエストン公式より）"}]
[null,null,"⑥ 損失水頭",null,"=","⑤×(②＋③)×安全率"]
[null,null,null,null,"=",{"$f":"IF(F42=\"\",\"\",F42/1000)","v":0.17699999999999999},"× (",{"$f":"IF(F39=\"\",\"\",F39)","v":4},"＋",{"$f":"IF(F40=\"\",\"\",F40)","v":6.15},") ×",{"$f":"IF(末端区間!$AG$10=\"\",\"\",末端区間!$AG$10)","v":1.1000000000000001}]
[null,null,null,null,"=",{"$f":"IF(末端区間!$AG$13=\"\",\"\",末端区間!$AG$13)","v":1.98},"ｍ"]
[null,null,"⑦ 立上り",null,"=",{"$f":"IF(末端区間!$K$13=\"\",0,ROUND(末端区間!$K$13,2))","v":2.5},"ｍ"]
[null,null,"⑧ 他損失水頭等",null,"=",{"$f":"IF(末端区間!$AA$13=\"\",0,ROUND(末端区間!$AA$13,2))","v":0},"ｍ",{"$f":"IF(末端区間!$AB$13=\"\",\"\",\"（\"&末端区間!$AB$13&\"）\")","v":""}]
[null,null,"⑨ 区間所要水頭 m3",null,"=","⑥＋⑦＋⑧"]
[null,null,null,null,"=",{"$f":"IF(F45=\"\",\"\",F45)","v":1.98},"＋",{"$f":"IF(F46=\"\",\"\",F46)","v":2.5},"＋",{"$f":"IF(F47=\"\",\"\",F47)","v":0}]
[null,null,null,null,"=",{"$f":"IF(末端区間!$D$13=\"\",\"\",末端区間!$D$13)","v":4.4800000000000004},"ｍ"]
[null,null,"⑩ 累計所要水頭 M3",null,"=","m3＋M2"]
[null,null,null,null,"=",{"$f":"IF(F50=\"\",\"\",F50)","v":4.4800000000000004},"＋",{"$f":"IF(F35=\"\",\"\",F35)","v":2.06}]
[null,null,null,null,"=",{"$f":"IF(末端区間!$C$13=\"\",\"\",末端区間!$C$13)","v":6.5400000000000009},"ｍ"]
[]
[null,"４．区　間",null,{"$f":"IF(末端区間!$G$14=\"\",\"\",末端区間!$G$14)","v":""}]
[null,null,"① 仮定口径",null,"=",{"$f":"IF(末端区間!$I$14=\"\",\"\",末端区間!$I$14)","v":""},"ｍｍ"]
[null,null,"② 管延長",null,"=",{"$f":"IF(末端区間!$J$14=\"\",\"\",末端区間!$J$14)","v":""},"ｍ"]
[null,null,"③ 直管換算長",null,"=",{"$f":"IF(末端区間!$AW$14=\"\",\"\",末端区間!$AW$14)","v":""},"ｍ"]
[null,null,"④ 流量",null,"=",{"$f":"IF(末端区間!$H$14=\"\",\"\",末端区間!$H$14)","v":""},"Ｌ/sec"]
[null,null,"⑤ 動水勾配",null,"=",{"$f":"IF(末端区間!$AE$14=\"\",\"\",末端区間!$AE$14)","v":""},"‰",{"$f":"IF(末端区間!$AD$14=\"\",\"\",IF(末端区間!$AD$14=\"W\",\"（ウエストン公式より）\",\"（Ｈ．ウィリアムス公式より）\"))","v":""}]
[null,null,"⑥ 損失水頭",null,"=","⑤×(②＋③)×安全率"]
[null,null,null,null,"=",{"$f":"IF(F60=\"\",\"\",F60/1000)","v":""},"× (",{"$f":"IF(F57=\"\",\"\",F57)","v":""},"＋",{"$f":"IF(F58=\"\",\"\",F58)","v":""},") ×",{"$f":"IF(末端区間!$AG$10=\"\",\"\",末端区間!$AG$10)","v":1.1000000000000001}]
[null,null,null,null,"=",{"$f":"IF(末端区間!$AG$14=\"\",\"\",末端区間!$AG$14)","v":""},"ｍ"]
[null,null,"⑦ 立上り",null,"=",{"$f":"IF(末端区間!$K$14=\"\",0,ROUND(末端区間!$K$14,2))","v":0},"ｍ"]
[null,null,"⑧ 他損失水頭等",null,"=",{"$f":"IF(末端区間!$AA$14=\"\",0,ROUND(末端区間!$AA$14,2))","v":0},"ｍ",{"$f":"IF(末端区間!$AB$14=\"\",\"\",\"（\"&末端区間!$AB$14&\"）\")","v":""}]
[null,null,"⑨ 区間所要水頭 m4",null,"=","⑥＋⑦＋⑧"]
[null,null,null,null,"=",{"$f":"IF(F63=\"\",\"\",F63)","v":""},"＋",{"$f":"IF(F64=\"\",\"\",F64)","v":0},"＋",{"$f":"IF(F65=\"\",\"\",F65)","v":0}]
[null,null,null,null,"=",{"$f":"IF(末端区間!$D$14=\"\",\"\",末端区間!$D$14)","v":""},"ｍ"]
[null,null,"⑩ 累計所要水頭 M4",null,"=","m4＋M3"]
[null,null,null,null,"=",{"$f":"IF(F68=\"\",\"\",F68)","v":""},"＋",{"$f":"IF(F53=\"\",\"\",F53)","v":6.5400000000000009}]
[null,null,null,null,"=",{"$f":"IF(末端区間!$C$14=\"\",\"\",末端区間!$C$14)","v":""},"ｍ"]
[]
[null,"５．区　間",null,{"$f":"IF(末端区間!$G$15=\"\",\"\",末端区間!$G$15)","v":""}]
[null,null,"① 仮定口径",null,"=",{"$f":"IF(末端区間!$I$15=\"\",\"\",末端区間!$I$15)","v":""},"ｍｍ"]
[null,null,"② 管延長",null,"=",{"$f":"IF(末端区間!$J$15=\"\",\"\",末端区間!$J$15)","v":""},"ｍ"]
[null,null,"③ 直管換算長",null,"=",{"$f":"IF(末端区間!$AW$15=\"\",\"\",末端区間!$AW$15)","v":""},"ｍ"]
[null,null,"④ 流量",null,"=",{"$f":"IF(末端区間!$H$15=\"\",\"\",末端区間!$H$15)","v":""},"Ｌ/sec"]
[null,null,"⑤ 動水勾配",null,"=",{"$f":"IF(末端区間!$AE$15=\"\",\"\",末端区間!$AE$15)","v":""},"‰",{"$f":"IF(末端区間!$AD$15=\"\",\"\",IF(末端区間!$AD$15=\"W\",\"（ウエストン公式より）\",\"（Ｈ．ウィリアムス公式より）\"))","v":""}]
[null,null,"⑥ 損失水頭",null,"=","⑤×(②＋③)×安全率"]
[null,null,null,null,"=",{"$f":"IF(F78=\"\",\"\",F78/1000)","v":""},"× (",{"$f":"IF(F75=\"\",\"\",F75)","v":""},"＋",{"$f":"IF(F76=\"\",\"\",F76)","v":""},") ×",{"$f":"IF(末端区間!$AG$10=\"\",\"\",末端区間!$AG$10)","v":1.1000000000000001}]
[null,null,null,null,"=",{"$f":"IF(末端区間!$AG$15=\"\",\"\",末端区間!$AG$15)","v":""},"ｍ"]
[null,null,"⑦ 立上り",null,"=",{"$f":"IF(末端区間!$K$15=\"\",0,ROUND(末端区間!$K$15,2))","v":0},"ｍ"]
[null,null,"⑧ 他損失水頭等",null,"=",{"$f":"IF(末端区間!$AA$15=\"\",0,ROUND(末端区間!$AA$15,2))","v":0},"ｍ",{"$f":"IF(末端区間!$AB$15=\"\",\"\",\"（\"&末端区間!$AB$15&\"）\")","v":""}]
[null,null,"⑨ 区間所要水頭 m5",null,"=","⑥＋⑦＋⑧"]
[null,null,null,null,"=",{"$f":"IF(F81=\"\",\"\",F81)","v":""},"＋",{"$f":"IF(F82=\"\",\"\",F82)","v":0},"＋",{"$f":"IF(F83=\"\",\"\",F83)","v":0}]
[null,null,null,null,"=",{"$f":"IF(末端区間!$D$15=\"\",\"\",末端区間!$D$15)","v":""},"ｍ"]
[null,null,"⑩ 累計所要水頭 M5",null,"=","m5＋M4"]
[null,null,null,null,"=",{"$f":"IF(F86=\"\",\"\",F86)","v":""},"＋",{"$f":"IF(F71=\"\",\"\",F71)","v":""}]
[null,null,null,null,"=",{"$f":"IF(末端区間!$C$15=\"\",\"\",末端区間!$C$15)","v":""},"ｍ"]
[]
[null,"６．区　間",null,{"$f":"IF(末端区間!$G$16=\"\",\"\",末端区間!$G$16)","v":""}]
[null,null,"① 仮定口径",null,"=",{"$f":"IF(末端区間!$I$16=\"\",\"\",末端区間!$I$16)","v":""},"ｍｍ"]
[null,null,"② 管延長",null,"=",{"$f":"IF(末端区間!$J$16=\"\",\"\",末端区間!$J$16)","v":""},"ｍ"]
[null,null,"③ 直管換算長",null,"=",{"$f":"IF(末端区間!$AW$16=\"\",\"\",末端区間!$AW$16)","v":""},"ｍ"]
[null,null,"④ 流量",null,"=",{"$f":"IF(末端区間!$H$16=\"\",\"\",末端区間!$H$16)","v":""},"Ｌ/sec"]
[null,null,"⑤ 動水勾配",null,"=",{"$f":"IF(末端区間!$AE$16=\"\",\"\",末端区間!$AE$16)","v":""},"‰",{"$f":"IF(末端区間!$AD$16=\"\",\"\",IF(末端区間!$AD$16=\"W\",\"（ウエストン公式より）\",\"（Ｈ．ウィリアムス公式より）\"))","v":""}]
[null,null,"⑥ 損失水頭",null,"=","⑤×(②＋③)×安全率"]
[null,null,null,null,"=",{"$f":"IF(F96=\"\",\"\",F96/1000)","v":""},"× (",{"$f":"IF(F93=\"\",\"\",F93)","v":""},"＋",{"$f":"IF(F94=\"\",\"\",F94)","v":""},") ×",{"$f":"IF(末端区間!$AG$10=\"\",\"\",末端区間!$AG$10)","v":1.1000000000000001}]
[null,null,null,null,"=",{"$f":"IF(末端区間!$AG$16=\"\",\"\",末端区間!$AG$16)","v":""},"ｍ"]
[null,null,"⑦ 立上り",null,"=",{"$f":"IF(末端区間!$K$16=\"\",0,ROUND(末端区間!$K$16,2))","v":0},"ｍ"]
[null,null,"⑧ 他損失水頭等",null,"=",{"$f":"IF(末端区間!$AA$16=\"\",0,ROUND(末端区間!$AA$16,2))","v":0},"ｍ",{"$f":"IF(末端区間!$AB$16=\"\",\"\",\"（\"&末端区間!$AB$16&\"）\")","v":""}]
[null,null,"⑨ 区間所要水頭 m6",null,"=","⑥＋⑦＋⑧"]
[null,null,null,null,"=",{"$f":"IF(F99=\"\",\"\",F99)","v":""},"＋",{"$f":"IF(F100=\"\",\"\",F100)","v":0},"＋",{"$f":"IF(F101=\"\",\"\",F101)","v":0}]
[null,null,null,null,"=",{"$f":"IF(末端区間!$D$16=\"\",\"\",末端区間!$D$16)","v":""},"ｍ"]
[null,null,"⑩ 累計所要水頭 M6",null,"=","m6＋M5"]
[null,null,null,null,"=",{"$f":"IF(F104=\"\",\"\",F104)","v":""},"＋",{"$f":"IF(F89=\"\",\"\",F89)","v":""}]
[null,null,null,null,"=",{"$f":"IF(末端区間!$C$16=\"\",\"\",末端区間!$C$16)","v":""},"ｍ"]
[]
[null,"７．区　間",null,{"$f":"IF(末端区間!$G$17=\"\",\"\",末端区間!$G$17)","v":""}]
[null,null,"① 仮定口径",null,"=",{"$f":"IF(末端区間!$I$17=\"\",\"\",末端区間!$I$17)","v":""},"ｍｍ"]
[null,null,"② 管延長",null,"=",{"$f":"IF(末端区間!$J$17=\"\",\"\",末端区間!$J$17)","v":""},"ｍ"]
[null,null,"③ 直管換算長",null,"=",{"$f":"IF(末端区間!$AW$17=\"\",\"\",末端区間!$AW$17)","v":""},"ｍ"]
[null,null,"④ 流量",null,"=",{"$f":"IF(末端区間!$H$17=\"\",\"\",末端区間!$H$17)","v":""},"Ｌ/sec"]
[null,null,"⑤ 動水勾配",null,"=",{"$f":"IF(末端区間!$AE$17=\"\",\"\",末端区間!$AE$17)","v":""},"‰",{"$f":"IF(末端区間!$AD$17=\"\",\"\",IF(末端区間!$AD$17=\"W\",\"（ウエストン公式より）\",\"（Ｈ．ウィリアムス公式より）\"))","v":""}]
[null,null,"⑥ 損失水頭",null,"=","⑤×(②＋③)×安全率"]
[null,null,null,null,"=",{"$f":"IF(F114=\"\",\"\",F114/1000)","v":""},"× (",{"$f":"IF(F111=\"\",\"\",F111)","v":""},"＋",{"$f":"IF(F112=\"\",\"\",F112)","v":""},") ×",{"$f":"IF(末端区間!$AG$10=\"\",\"\",末端区間!$AG$10)","v":1.1000000000000001}]
[null,null,null,null,"=",{"$f":"IF(末端区間!$AG$17=\"\",\"\",末端区間!$AG$17)","v":""},"ｍ"]
[null,null,"⑦ 立上り",null,"=",{"$f":"IF(末端区間!$K$17=\"\",0,ROUND(末端区間!$K$17,2))","v":0},"ｍ"]
[null,null,"⑧ 他損失水頭等",null,"=",{"$f":"IF(末端区間!$AA$17=\"\",0,ROUND(末端区間!$AA$17,2))","v":0},"ｍ",{"$f":"IF(末端区間!$AB$17=\"\",\"\",\"（\"&末端区間!$AB$17&\"）\")","v":""}]
[null,null,"⑨ 区間所要水頭 m7",null,"=","⑥＋⑦＋⑧"]
[null,null,null,null,"=",{"$f":"IF(F117=\"\",\"\",F117)","v":""},"＋",{"$f":"IF(F118=\"\",\"\",F118)","v":0},"＋",{"$f":"IF(F119=\"\",\"\",F119)","v":0}]
[null,null,null,null,"=",{"$f":"IF(末端区間!$D$17=\"\",\"\",末端区間!$D$17)","v":""},"ｍ"]
[null,null,"⑩ 累計所要水頭 M7",null,"=","m7＋M6"]
[null,null,null,null,"=",{"$f":"IF(F122=\"\",\"\",F122)","v":""},"＋",{"$f":"IF(F107=\"\",\"\",F107)","v":""}]
[null,null,null,null,"=",{"$f":"IF(末端区間!$C$17=\"\",\"\",末端区間!$C$17)","v":""},"ｍ"]
[]
[null,"８．区　間",null,{"$f":"IF(末端区間!$G$18=\"\",\"\",末端区間!$G$18)","v":""}]
[null,null,"① 仮定口径",null,"=",{"$f":"IF(末端区間!$I$18=\"\",\"\",末端区間!$I$18)","v":""},"ｍｍ"]
[null,null,"② 管延長",null,"=",{"$f":"IF(末端区間!$J$18=\"\",\"\",末端区間!$J$18)","v":""},"ｍ"]
[null,null,"③ 直管換算長",null,"=",{"$f":"IF(末端区間!$AW$18=\"\",\"\",末端区間!$AW$18)","v":""},"ｍ"]
[null,null,"④ 流量",null,"=",{"$f":"IF(末端区間!$H$18=\"\",\"\",末端区間!$H$18)","v":""},"Ｌ/sec"]
[null,null,"⑤ 動水勾配",null,"=",{"$f":"IF(末端区間!$AE$18=\"\",\"\",末端区間!$AE$18)","v":""},"‰",{"$f":"IF(末端区間!$AD$18=\"\",\"\",IF(末端区間!$AD$18=\"W\",\"（ウエストン公式より）\",\"（Ｈ．ウィリアムス公式より）\"))","v":""}]
[null,null,"⑥ 損失水頭",null,"=","⑤×(②＋③)×安全率"]
[null,null,null,null,"=",{"$f":"IF(F132=\"\",\"\",F132/1000)","v":""},"× (",{"$f":"IF(F129=\"\",\"\",F129)","v":""},"＋",{"$f":"IF(F130=\"\",\"\",F130)","v":""},") ×",{"$f":"IF(末端区間!$AG$10=\"\",\"\",末端区間!$AG$10)","v":1.1000000000000001}]
[null,null,null,null,"=",{"$f":"IF(末端区間!$AG$18=\"\",\"\",末端区間!$AG$18)","v":""},"ｍ"]
[null,null,"⑦ 立上り",null,"=",{"$f":"IF(末端区間!$K$18=\"\",0,ROUND(末端区間!$K$18,2))","v":0},"ｍ"]
[null,null,"⑧ 他損失水頭等",null,"=",{"$f":"IF(末端区間!$AA$18=\"\",0,ROUND(末端区間!$AA$18,2))","v":0},"ｍ",{"$f":"IF(末端区間!$AB$18=\"\",\"\",\"（\"&末端区間!$AB$18&\"）\")","v":""}]
[null,null,"⑨ 区間所要水頭 m8",null,"=","⑥＋⑦＋⑧"]
[null,null,null,null,"=",{"$f":"IF(F135=\"\",\"\",F135)","v":""},"＋",{"$f":"IF(F136=\"\",\"\",F136)","v":0},"＋",{"$f":"IF(F137=\"\",\"\",F137)","v":0}]
[null,null,null,null,"=",{"$f":"IF(末端区間!$D$18=\"\",\"\",末端区間!$D$18)","v":""},"ｍ"]
[null,null,"⑩ 累計所要水頭 M8",null,"=","m8＋M7"]
[null,null,null,null,"=",{"$f":"IF(F140=\"\",\"\",F140)","v":""},"＋",{"$f":"IF(F125=\"\",\"\",F125)","v":""}]
[null,null,null,null,"=",{"$f":"IF(末端区間!$C$18=\"\",\"\",末端区間!$C$18)","v":""},"ｍ"]
[]
[null,"９．区　間",null,{"$f":"IF(末端区間!$G$19=\"\",\"\",末端区間!$G$19)","v":""}]
[null,null,"① 仮定口径",null,"=",{"$f":"IF(末端区間!$I$19=\"\",\"\",末端区間!$I$19)","v":""},"ｍｍ"]
[null,null,"② 管延長",null,"=",{"$f":"IF(末端区間!$J$19=\"\",\"\",末端区間!$J$19)","v":""},"ｍ"]
[null,null,"③ 直管換算長",null,"=",{"$f":"IF(末端区間!$AW$19=\"\",\"\",末端区間!$AW$19)","v":""},"ｍ"]
[null,null,"④ 流量",null,"=",{"$f":"IF(末端区間!$H$19=\"\",\"\",末端区間!$H$19)","v":""},"Ｌ/sec"]
[null,null,"⑤ 動水勾配",null,"=",{"$f":"IF(末端区間!$AE$19=\"\",\"\",末端区間!$AE$19)","v":""},"‰",{"$f":"IF(末端区間!$AD$19=\"\",\"\",IF(末端区間!$AD$19=\"W\",\"（ウエストン公式より）\",\"（Ｈ．ウィリアムス公式より）\"))","v":""}]
[null,null,"⑥ 損失水頭",null,"=","⑤×(②＋③)×安全率"]
[null,null,null,null,"=",{"$f":"IF(F150=\"\",\"\",F150/1000)","v":""},"× (",{"$f":"IF(F147=\"\",\"\",F147)","v":""},"＋",{"$f":"IF(F148=\"\",\"\",F148)","v":""},") ×",{"$f":"IF(末端区間!$AG$10=\"\",\"\",末端区間!$AG$10)","v":1.1000000000000001}]
[null,null,null,null,"=",{"$f":"IF(末端区間!$AG$19=\"\",\"\",末端区間!$AG$19)","v":""},"ｍ"]
[null,null,"⑦ 立上り",null,"=",{"$f":"IF(末端区間!$K$19=\"\",0,ROUND(末端区間!$K$19,2))","v":0},"ｍ"]
[null,null,"⑧ 他損失水頭等",null,"=",{"$f":"IF(末端区間!$AA$19=\"\",0,ROUND(末端区間!$AA$19,2))","v":0},"ｍ",{"$f":"IF(末端区間!$AB$19=\"\",\"\",\"（\"&末端区間!$AB$19&\"）\")","v":""}]
[null,null,"⑨ 区間所要水頭 m9",null,"=","⑥＋⑦＋⑧"]
[null,null,null,null,"=",{"$f":"IF(F153=\"\",\"\",F153)","v":""},"＋",{"$f":"IF(F154=\"\",\"\",F154)","v":0},"＋",{"$f":"IF(F155=\"\",\"\",F155)","v":0}]
[null,null,null,null,"=",{"$f":"IF(末端区間!$D$19=\"\",\"\",末端区間!$D$19)","v":""},"ｍ"]
[null,null,"⑩ 累計所要水頭 M9",null,"=","m9＋M8"]
[null,null,null,null,"=",{"$f":"IF(F158=\"\",\"\",F158)","v":""},"＋",{"$f":"IF(F143=\"\",\"\",F143)","v":""}]
[null,null,null,null,"=",{"$f":"IF(末端区間!$C$19=\"\",\"\",末端区間!$C$19)","v":""},"ｍ"]
[]
[null,"10．区　間",null,{"$f":"IF(末端区間!$G$20=\"\",\"\",末端区間!$G$20)","v":""}]
[null,null,"① 仮定口径",null,"=",{"$f":"IF(末端区間!$I$20=\"\",\"\",末端区間!$I$20)","v":""},"ｍｍ"]
[null,null,"② 管延長",null,"=",{"$f":"IF(末端区間!$J$20=\"\",\"\",末端区間!$J$20)","v":""},"ｍ"]
[null,null,"③ 直管換算長",null,"=",{"$f":"IF(末端区間!$AW$20=\"\",\"\",末端区間!$AW$20)","v":""},"ｍ"]
[null,null,"④ 流量",null,"=",{"$f":"IF(末端区間!$H$20=\"\",\"\",末端区間!$H$20)","v":""},"Ｌ/sec"]
[null,null,"⑤ 動水勾配",null,"=",{"$f":"IF(末端区間!$AE$20=\"\",\"\",末端区間!$AE$20)","v":""},"‰",{"$f":"IF(末端区間!$AD$20=\"\",\"\",IF(末端区間!$AD$20=\"W\",\"（ウエストン公式より）\",\"（Ｈ．ウィリアムス公式より）\"))","v":""}]
[null,null,"⑥ 損失水頭",null,"=","⑤×(②＋③)×安全率"]
[null,null,null,null,"=",{"$f":"IF(F168=\"\",\"\",F168/1000)","v":""},"× (",{"$f":"IF(F165=\"\",\"\",F165)","v":""},"＋",{"$f":"IF(F166=\"\",\"\",F166)","v":""},") ×",{"$f":"IF(末端区間!$AG$10=\"\",\"\",末端区間!$AG$10)","v":1.1000000000000001}]
[null,null,null,null,"=",{"$f":"IF(末端区間!$AG$20=\"\",\"\",末端区間!$AG$20)","v":""},"ｍ"]
[null,null,"⑦ 立上り",null,"=",{"$f":"IF(末端区間!$K$20=\"\",0,ROUND(末端区間!$K$20,2))","v":0},"ｍ"]
[null,null,"⑧ 他損失水頭等",null,"=",{"$f":"IF(末端区間!$AA$20=\"\",0,ROUND(末端区間!$AA$20,2))","v":0},"ｍ",{"$f":"IF(末端区間!$AB$20=\"\",\"\",\"（\"&末端区間!$AB$20&\"）\")","v":""}]
[null,null,"⑨ 区間所要水頭 m10",null,"=","⑥＋⑦＋⑧"]
[null,null,null,null,"=",{"$f":"IF(F171=\"\",\"\",F171)","v":""},"＋",{"$f":"IF(F172=\"\",\"\",F172)","v":0},"＋",{"$f":"IF(F173=\"\",\"\",F173)","v":0}]
[null,null,null,null,"=",{"$f":"IF(末端区間!$D$20=\"\",\"\",末端区間!$D$20)","v":""},"ｍ"]
[null,null,"⑩ 累計所要水頭 M10",null,"=","m10＋M9"]
[null,null,null,null,"=",{"$f":"IF(F176=\"\",\"\",F176)","v":""},"＋",{"$f":"IF(F161=\"\",\"\",F161)","v":""}]
[null,null,null,null,"=",{"$f":"IF(末端区間!$C$20=\"\",\"\",末端区間!$C$20)","v":""},"ｍ"]
[]
[null,"11．区　間",null,{"$f":"IF(末端区間!$G$21=\"\",\"\",末端区間!$G$21)","v":""}]
[null,null,"① 仮定口径",null,"=",{"$f":"IF(末端区間!$I$21=\"\",\"\",末端区間!$I$21)","v":""},"ｍｍ"]
[null,null,"② 管延長",null,"=",{"$f":"IF(末端区間!$J$21=\"\",\"\",末端区間!$J$21)","v":""},"ｍ"]
[null,null,"③ 直管換算長",null,"=",{"$f":"IF(末端区間!$AW$21=\"\",\"\",末端区間!$AW$21)","v":""},"ｍ"]
[null,null,"④ 流量",null,"=",{"$f":"IF(末端区間!$H$21=\"\",\"\",末端区間!$H$21)","v":""},"Ｌ/sec"]
[null,null,"⑤ 動水勾配",null,"=",{"$f":"IF(末端区間!$AE$21=\"\",\"\",末端区間!$AE$21)","v":""},"‰",{"$f":"IF(末端区間!$AD$21=\"\",\"\",IF(末端区間!$AD$21=\"W\",\"（ウエストン公式より）\",\"（Ｈ．ウィリアムス公式より）\"))","v":""}]
[null,null,"⑥ 損失水頭",null,"=","⑤×(②＋③)×安全率"]
[null,null,null,null,"=",{"$f":"IF(F186=\"\",\"\",F186/1000)","v":""},"× (",{"$f":"IF(F183=\"\",\"\",F183)","v":""},"＋",{"$f":"IF(F184=\"\",\"\",F184)","v":""},") ×",{"$f":"IF(末端区間!$AG$10=\"\",\"\",末端区間!$AG$10)","v":1.1000000000000001}]
[null,null,null,null,"=",{"$f":"IF(末端区間!$AG$21=\"\",\"\",末端区間!$AG$21)","v":""},"ｍ"]
[null,null,"⑦ 立上り",null,"=",{"$f":"IF(末端区間!$K$21=\"\",0,ROUND(末端区間!$K$21,2))","v":0},"ｍ"]
[null,null,"⑧ 他損失水頭等",null,"=",{"$f":"IF(末端区間!$AA$21=\"\",0,ROUND(末端区間!$AA$21,2))","v":0},"ｍ",{"$f":"IF(末端区間!$AB$21=\"\",\"\",\"（\"&末端区間!$AB$21&\"）\")","v":""}]
[null,null,"⑨ 区間所要水頭 m11",null,"=","⑥＋⑦＋⑧"]
[null,null,null,null,"=",{"$f":"IF(F189=\"\",\"\",F189)","v":""},"＋",{"$f":"IF(F190=\"\",\"\",F190)","v":0},"＋",{"$f":"IF(F191=\"\",\"\",F191)","v":0}]
[null,null,null,null,"=",{"$f":"IF(末端区間!$D$21=\"\",\"\",末端区間!$D$21)","v":""},"ｍ"]
[null,null,"⑩ 累計所要水頭 M11",null,"=","m11＋M10"]
[null,null,null,null,"=",{"$f":"IF(F194=\"\",\"\",F194)","v":""},"＋",{"$f":"IF(F179=\"\",\"\",F179)","v":""}]
[null,null,null,null,"=",{"$f":"IF(末端区間!$C$21=\"\",\"\",末端区間!$C$21)","v":""},"ｍ"]
[]
[null,"12．区　間",null,{"$f":"IF(末端区間!$G$22=\"\",\"\",末端区間!$G$22)","v":""}]
[null,null,"① 仮定口径",null,"=",{"$f":"IF(末端区間!$I$22=\"\",\"\",末端区間!$I$22)","v":""},"ｍｍ"]
[null,null,"② 管延長",null,"=",{"$f":"IF(末端区間!$J$22=\"\",\"\",末端区間!$J$22)","v":""},"ｍ"]
[null,null,"③ 直管換算長",null,"=",{"$f":"IF(末端区間!$AW$22=\"\",\"\",末端区間!$AW$22)","v":""},"ｍ"]
[null,null,"④ 流量",null,"=",{"$f":"IF(末端区間!$H$22=\"\",\"\",末端区間!$H$22)","v":""},"Ｌ/sec"]
[null,null,"⑤ 動水勾配",null,"=",{"$f":"IF(末端区間!$AE$22=\"\",\"\",末端区間!$AE$22)","v":""},"‰",{"$f":"IF(末端区間!$AD$22=\"\",\"\",IF(末端区間!$AD$22=\"W\",\"（ウエストン公式より）\",\"（Ｈ．ウィリアムス公式より）\"))","v":""}]
[null,null,"⑥ 損失水頭",null,"=","⑤×(②＋③)×安全率"]
[null,null,null,null,"=",{"$f":"IF(F204=\"\",\"\",F204/1000)","v":""},"× (",{"$f":"IF(F201=\"\",\"\",F201)","v":""},"＋",{"$f":"IF(F202=\"\",\"\",F202)","v":""},") ×",{"$f":"IF(末端区間!$AG$10=\"\",\"\",末端区間!$AG$10)","v":1.1000000000000001}]
[null,null,null,null,"=",{"$f":"IF(末端区間!$AG$22=\"\",\"\",末端区間!$AG$22)","v":""},"ｍ"]
[null,null,"⑦ 立上り",null,"=",{"$f":"IF(末端区間!$K$22=\"\",0,ROUND(末端区間!$K$22,2))","v":0},"ｍ"]
[null,null,"⑧ 他損失水頭等",null,"=",{"$f":"IF(末端区間!$AA$22=\"\",0,ROUND(末端区間!$AA$22,2))","v":0},"ｍ",{"$f":"IF(末端区間!$AB$22=\"\",\"\",\"（\"&末端区間!$AB$22&\"）\")","v":""}]
[null,null,"⑨ 区間所要水頭 m12",null,"=","⑥＋⑦＋⑧"]
[null,null,null,null,"=",{"$f":"IF(F207=\"\",\"\",F207)","v":""},"＋",{"$f":"IF(F208=\"\",\"\",F208)","v":0},"＋",{"$f":"IF(F209=\"\",\"\",F209)","v":0}]
[null,null,null,null,"=",{"$f":"IF(末端区間!$D$22=\"\",\"\",末端区間!$D$22)","v":""},"ｍ"]
[null,null,"⑩ 累計所要水頭 M12",null,"=","m12＋M11"]
[null,null,null,null,"=",{"$f":"IF(F212=\"\",\"\",F212)","v":""},"＋",{"$f":"IF(F197=\"\",\"\",F197)","v":""}]
[null,null,null,null,"=",{"$f":"IF(末端区間!$C$22=\"\",\"\",末端区間!$C$22)","v":""},"ｍ"]
[]
[null,"13．区　間",null,{"$f":"IF(末端区間!$G$23=\"\",\"\",末端区間!$G$23)","v":""}]
[null,null,"① 仮定口径",null,"=",{"$f":"IF(末端区間!$I$23=\"\",\"\",末端区間!$I$23)","v":""},"ｍｍ"]
[null,null,"② 管延長",null,"=",{"$f":"IF(末端区間!$J$23=\"\",\"\",末端区間!$J$23)","v":""},"ｍ"]
[null,null,"③ 直管換算長",null,"=",{"$f":"IF(末端区間!$AW$23=\"\",\"\",末端区間!$AW$23)","v":""},"ｍ"]
[null,null,"④ 流量",null,"=",{"$f":"IF(末端区間!$H$23=\"\",\"\",末端区間!$H$23)","v":""},"Ｌ/sec"]
[null,null,"⑤ 動水勾配",null,"=",{"$f":"IF(末端区間!$AE$23=\"\",\"\",末端区間!$AE$23)","v":""},"‰",{"$f":"IF(末端区間!$AD$23=\"\",\"\",IF(末端区間!$AD$23=\"W\",\"（ウエストン公式より）\",\"（Ｈ．ウィリアムス公式より）\"))","v":""}]
[null,null,"⑥ 損失水頭",null,"=","⑤×(②＋③)×安全率"]
[null,null,null,null,"=",{"$f":"IF(F222=\"\",\"\",F222/1000)","v":""},"× (",{"$f":"IF(F219=\"\",\"\",F219)","v":""},"＋",{"$f":"IF(F220=\"\",\"\",F220)","v":""},") ×",{"$f":"IF(末端区間!$AG$10=\"\",\"\",末端区間!$AG$10)","v":1.1000000000000001}]
[null,null,null,null,"=",{"$f":"IF(末端区間!$AG$23=\"\",\"\",末端区間!$AG$23)","v":""},"ｍ"]
[null,null,"⑦ 立上り",null,"=",{"$f":"IF(末端区間!$K$23=\"\",0,ROUND(末端区間!$K$23,2))","v":0},"ｍ"]
[null,null,"⑧ 他損失水頭等",null,"=",{"$f":"IF(末端区間!$AA$23=\"\",0,ROUND(末端区間!$AA$23,2))","v":0},"ｍ",{"$f":"IF(末端区間!$AB$23=\"\",\"\",\"（\"&末端区間!$AB$23&\"）\")","v":""}]
[null,null,"⑨ 区間所要水頭 m13",null,"=","⑥＋⑦＋⑧"]
[null,null,null,null,"=",{"$f":"IF(F225=\"\",\"\",F225)","v":""},"＋",{"$f":"IF(F226=\"\",\"\",F226)","v":0},"＋",{"$f":"IF(F227=\"\",\"\",F227)","v":0}]
[null,null,null,null,"=",{"$f":"IF(末端区間!$D$23=\"\",\"\",末端区間!$D$23)","v":""},"ｍ"]
[null,null,"⑩ 累計所要水頭 M13",null,"=","m13＋M12"]
[null,null,null,null,"=",{"$f":"IF(F230=\"\",\"\",F230)","v":""},"＋",{"$f":"IF(F215=\"\",\"\",F215)","v":""}]
[null,null,null,null,"=",{"$f":"IF(末端区間!$C$23=\"\",\"\",末端区間!$C$23)","v":""},"ｍ"]
[]
[null,"14．区　間",null,{"$f":"IF(末端区間!$G$24=\"\",\"\",末端区間!$G$24)","v":""}]
[null,null,"① 仮定口径",null,"=",{"$f":"IF(末端区間!$I$24=\"\",\"\",末端区間!$I$24)","v":""},"ｍｍ"]
[null,null,"② 管延長",null,"=",{"$f":"IF(末端区間!$J$24=\"\",\"\",末端区間!$J$24)","v":""},"ｍ"]
[null,null,"③ 直管換算長",null,"=",{"$f":"IF(末端区間!$AW$24=\"\",\"\",末端区間!$AW$24)","v":""},"ｍ"]
[null,null,"④ 流量",null,"=",{"$f":"IF(末端区間!$H$24=\"\",\"\",末端区間!$H$24)","v":""},"Ｌ/sec"]
[null,null,"⑤ 動水勾配",null,"=",{"$f":"IF(末端区間!$AE$24=\"\",\"\",末端区間!$AE$24)","v":""},"‰",{"$f":"IF(末端区間!$AD$24=\"\",\"\",IF(末端区間!$AD$24=\"W\",\"（ウエストン公式より）\",\"（Ｈ．ウィリアムス公式より）\"))","v":""}]
[null,null,"⑥ 損失水頭",null,"=","⑤×(②＋③)×安全率"]
[null,null,null,null,"=",{"$f":"IF(F240=\"\",\"\",F240/1000)","v":""},"× (",{"$f":"IF(F237=\"\",\"\",F237)","v":""},"＋",{"$f":"IF(F238=\"\",\"\",F238)","v":""},") ×",{"$f":"IF(末端区間!$AG$10=\"\",\"\",末端区間!$AG$10)","v":1.1000000000000001}]
[null,null,null,null,"=",{"$f":"IF(末端区間!$AG$24=\"\",\"\",末端区間!$AG$24)","v":""},"ｍ"]
[null,null,"⑦ 立上り",null,"=",{"$f":"IF(末端区間!$K$24=\"\",0,ROUND(末端区間!$K$24,2))","v":0},"ｍ"]
[null,null,"⑧ 他損失水頭等",null,"=",{"$f":"IF(末端区間!$AA$24=\"\",0,ROUND(末端区間!$AA$24,2))","v":0},"ｍ",{"$f":"IF(末端区間!$AB$24=\"\",\"\",\"（\"&末端区間!$AB$24&\"）\")","v":""}]
[null,null,"⑨ 区間所要水頭 m14",null,"=","⑥＋⑦＋⑧"]
[null,null,null,null,"=",{"$f":"IF(F243=\"\",\"\",F243)","v":""},"＋",{"$f":"IF(F244=\"\",\"\",F244)","v":0},"＋",{"$f":"IF(F245=\"\",\"\",F245)","v":0}]
[null,null,null,null,"=",{"$f":"IF(末端区間!$D$24=\"\",\"\",末端区間!$D$24)","v":""},"ｍ"]
[null,null,"⑩ 累計所要水頭 M14",null,"=","m14＋M13"]
[null,null,null,null,"=",{"$f":"IF(F248=\"\",\"\",F248)","v":""},"＋",{"$f":"IF(F233=\"\",\"\",F233)","v":""}]
[null,null,null,null,"=",{"$f":"IF(末端区間!$C$24=\"\",\"\",末端区間!$C$24)","v":""},"ｍ"]
[]
[null,"15．区　間",null,{"$f":"IF(末端区間!$G$25=\"\",\"\",末端区間!$G$25)","v":""}]
[null,null,"① 仮定口径",null,"=",{"$f":"IF(末端区間!$I$25=\"\",\"\",末端区間!$I$25)","v":""},"ｍｍ"]
[null,null,"② 管延長",null,"=",{"$f":"IF(末端区間!$J$25=\"\",\"\",末端区間!$J$25)","v":""},"ｍ"]
[null,null,"③ 直管換算長",null,"=",{"$f":"IF(末端区間!$AW$25=\"\",\"\",末端区間!$AW$25)","v":""},"ｍ"]
[null,null,"④ 流量",null,"=",{"$f":"IF(末端区間!$H$25=\"\",\"\",末端区間!$H$25)","v":""},"Ｌ/sec"]
[null,null,"⑤ 動水勾配",null,"=",{"$f":"IF(末端区間!$AE$25=\"\",\"\",末端区間!$AE$25)","v":""},"‰",{"$f":"IF(末端区間!$AD$25=\"\",\"\",IF(末端区間!$AD$25=\"W\",\"（ウエストン公式より）\",\"（Ｈ．ウィリアムス公式より）\"))","v":""}]
[null,null,"⑥ 損失水頭",null,"=","⑤×(②＋③)×安全率"]
[null,null,null,null,"=",{"$f":"IF(F258=\"\",\"\",F258/1000)","v":""},"× (",{"$f":"IF(F255=\"\",\"\",F255)","v":""},"＋",{"$f":"IF(F256=\"\",\"\",F256)","v":""},") ×",{"$f":"IF(末端区間!$AG$10=\"\",\"\",末端区間!$AG$10)","v":1.1000000000000001}]
[null,null,null,null,"=",{"$f":"IF(末端区間!$AG$25=\"\",\"\",末端区間!$AG$25)","v":""},"ｍ"]
[null,null,"⑦ 立上り",null,"=",{"$f":"IF(末端区間!$K$25=\"\",0,ROUND(末端区間!$K$25,2))","v":0},"ｍ"]
[null,null,"⑧ 他損失水頭等",null,"=",{"$f":"IF(末端区間!$AA$25=\"\",0,ROUND(末端区間!$AA$25,2))","v":0},"ｍ",{"$f":"IF(末端区間!$AB$25=\"\",\"\",\"（\"&末端区間!$AB$25&\"）\")","v":""}]
[null,null,"⑨ 区間所要水頭 m15",null,"=","⑥＋⑦＋⑧"]
[null,null,null,null,"=",{"$f":"IF(F261=\"\",\"\",F261)","v":""},"＋",{"$f":"IF(F262=\"\",\"\",F262)","v":0},"＋",{"$f":"IF(F263=\"\",\"\",F263)","v":0}]
[null,null,null,null,"=",{"$f":"IF(末端区間!$D$25=\"\",\"\",末端区間!$D$25)","v":""},"ｍ"]
[null,null,"⑩ 累計所要水頭 M15",null,"=","m15＋M14"]
[null,null,null,null,"=",{"$f":"IF(F266=\"\",\"\",F266)","v":""},"＋",{"$f":"IF(F251=\"\",\"\",F251)","v":""}]
[null,null,null,null,"=",{"$f":"IF(末端区間!$C$25=\"\",\"\",末端区間!$C$25)","v":""},"ｍ"]
[]
[null,"16．区　間",null,{"$f":"IF(末端区間!$G$26=\"\",\"\",末端区間!$G$26)","v":""}]
[null,null,"① 仮定口径",null,"=",{"$f":"IF(末端区間!$I$26=\"\",\"\",末端区間!$I$26)","v":""},"ｍｍ"]
[null,null,"② 管延長",null,"=",{"$f":"IF(末端区間!$J$26=\"\",\"\",末端区間!$J$26)","v":""},"ｍ"]
[null,null,"③ 直管換算長",null,"=",{"$f":"IF(末端区間!$AW$26=\"\",\"\",末端区間!$AW$26)","v":""},"ｍ"]
[null,null,"④ 流量",null,"=",{"$f":"IF(末端区間!$H$26=\"\",\"\",末端区間!$H$26)","v":""},"Ｌ/sec"]
[null,null,"⑤ 動水勾配",null,"=",{"$f":"IF(末端区間!$AE$26=\"\",\"\",末端区間!$AE$26)","v":""},"‰",{"$f":"IF(末端区間!$AD$26=\"\",\"\",IF(末端区間!$AD$26=\"W\",\"（ウエストン公式より）\",\"（Ｈ．ウィリアムス公式より）\"))","v":""}]
[null,null,"⑥ 損失水頭",null,"=","⑤×(②＋③)×安全率"]
[null,null,null,null,"=",{"$f":"IF(F276=\"\",\"\",F276/1000)","v":""},"× (",{"$f":"IF(F273=\"\",\"\",F273)","v":""},"＋",{"$f":"IF(F274=\"\",\"\",F274)","v":""},") ×",{"$f":"IF(末端区間!$AG$10=\"\",\"\",末端区間!$AG$10)","v":1.1000000000000001}]
[null,null,null,null,"=",{"$f":"IF(末端区間!$AG$26=\"\",\"\",末端区間!$AG$26)","v":""},"ｍ"]
[null,null,"⑦ 立上り",null,"=",{"$f":"IF(末端区間!$K$26=\"\",0,ROUND(末端区間!$K$26,2))","v":0},"ｍ"]
[null,null,"⑧ 他損失水頭等",null,"=",{"$f":"IF(末端区間!$AA$26=\"\",0,ROUND(末端区間!$AA$26,2))","v":0},"ｍ",{"$f":"IF(末端区間!$AB$26=\"\",\"\",\"（\"&末端区間!$AB$26&\"）\")","v":""}]
[null,null,"⑨ 区間所要水頭 m16",null,"=","⑥＋⑦＋⑧"]
[null,null,null,null,"=",{"$f":"IF(F279=\"\",\"\",F279)","v":""},"＋",{"$f":"IF(F280=\"\",\"\",F280)","v":0},"＋",{"$f":"IF(F281=\"\",\"\",F281)","v":0}]
[null,null,null,null,"=",{"$f":"IF(末端区間!$D$26=\"\",\"\",末端区間!$D$26)","v":""},"ｍ"]
[null,null,"⑩ 累計所要水頭 M16",null,"=","m16＋M15"]
[null,null,null,null,"=",{"$f":"IF(F284=\"\",\"\",F284)","v":""},"＋",{"$f":"IF(F269=\"\",\"\",F269)","v":""}]
[null,null,null,null,"=",{"$f":"IF(末端区間!$C$26=\"\",\"\",末端区間!$C$26)","v":""},"ｍ"]
[]
[null,"17．区　間",null,{"$f":"IF(末端区間!$G$27=\"\",\"\",末端区間!$G$27)","v":""}]
[null,null,"① 仮定口径",null,"=",{"$f":"IF(末端区間!$I$27=\"\",\"\",末端区間!$I$27)","v":""},"ｍｍ"]
[null,null,"② 管延長",null,"=",{"$f":"IF(末端区間!$J$27=\"\",\"\",末端区間!$J$27)","v":""},"ｍ"]
[null,null,"③ 直管換算長",null,"=",{"$f":"IF(末端区間!$AW$27=\"\",\"\",末端区間!$AW$27)","v":""},"ｍ"]
[null,null,"④ 流量",null,"=",{"$f":"IF(末端区間!$H$27=\"\",\"\",末端区間!$H$27)","v":""},"Ｌ/sec"]
[null,null,"⑤ 動水勾配",null,"=",{"$f":"IF(末端区間!$AE$27=\"\",\"\",末端区間!$AE$27)","v":""},"‰",{"$f":"IF(末端区間!$AD$27=\"\",\"\",IF(末端区間!$AD$27=\"W\",\"（ウエストン公式より）\",\"（Ｈ．ウィリアムス公式より）\"))","v":""}]
[null,null,"⑥ 損失水頭",null,"=","⑤×(②＋③)×安全率"]
[null,null,null,null,"=",{"$f":"IF(F294=\"\",\"\",F294/1000)","v":""},"× (",{"$f":"IF(F291=\"\",\"\",F291)","v":""},"＋",{"$f":"IF(F292=\"\",\"\",F292)","v":""},") ×",{"$f":"IF(末端区間!$AG$10=\"\",\"\",末端区間!$AG$10)","v":1.1000000000000001}]
[null,null,null,null,"=",{"$f":"IF(末端区間!$AG$27=\"\",\"\",末端区間!$AG$27)","v":""},"ｍ"]
[null,null,"⑦ 立上り",null,"=",{"$f":"IF(末端区間!$K$27=\"\",0,ROUND(末端区間!$K$27,2))","v":0},"ｍ"]
[null,null,"⑧ 他損失水頭等",null,"=",{"$f":"IF(末端区間!$AA$27=\"\",0,ROUND(末端区間!$AA$27,2))","v":0},"ｍ",{"$f":"IF(末端区間!$AB$27=\"\",\"\",\"（\"&末端区間!$AB$27&\"）\")","v":""}]
[null,null,"⑨ 区間所要水頭 m17",null,"=","⑥＋⑦＋⑧"]
[null,null,null,null,"=",{"$f":"IF(F297=\"\",\"\",F297)","v":""},"＋",{"$f":"IF(F298=\"\",\"\",F298)","v":0},"＋",{"$f":"IF(F299=\"\",\"\",F299)","v":0}]
[null,null,null,null,"=",{"$f":"IF(末端区間!$D$27=\"\",\"\",末端区間!$D$27)","v":""},"ｍ"]
[null,null,"⑩ 累計所要水頭 M17",null,"=","m17＋M16"]
[null,null,null,null,"=",{"$f":"IF(F302=\"\",\"\",F302)","v":""},"＋",{"$f":"IF(F287=\"\",\"\",F287)","v":""}]
[null,null,null,null,"=",{"$f":"IF(末端区間!$C$27=\"\",\"\",末端区間!$C$27)","v":""},"ｍ"]
[]
[null,"18．区　間",null,{"$f":"IF(末端区間!$G$28=\"\",\"\",末端区間!$G$28)","v":""}]
[null,null,"① 仮定口径",null,"=",{"$f":"IF(末端区間!$I$28=\"\",\"\",末端区間!$I$28)","v":""},"ｍｍ"]
[null,null,"② 管延長",null,"=",{"$f":"IF(末端区間!$J$28=\"\",\"\",末端区間!$J$28)","v":""},"ｍ"]
[null,null,"③ 直管換算長",null,"=",{"$f":"IF(末端区間!$AW$28=\"\",\"\",末端区間!$AW$28)","v":""},"ｍ"]
[null,null,"④ 流量",null,"=",{"$f":"IF(末端区間!$H$28=\"\",\"\",末端区間!$H$28)","v":""},"Ｌ/sec"]
[null,null,"⑤ 動水勾配",null,"=",{"$f":"IF(末端区間!$AE$28=\"\",\"\",末端区間!$AE$28)","v":""},"‰",{"$f":"IF(末端区間!$AD$28=\"\",\"\",IF(末端区間!$AD$28=\"W\",\"（ウエストン公式より）\",\"（Ｈ．ウィリアムス公式より）\"))","v":""}]
[null,null,"⑥ 損失水頭",null,"=","⑤×(②＋③)×安全率"]
[null,null,null,null,"=",{"$f":"IF(F312=\"\",\"\",F312/1000)","v":""},"× (",{"$f":"IF(F309=\"\",\"\",F309)","v":""},"＋",{"$f":"IF(F310=\"\",\"\",F310)","v":""},") ×",{"$f":"IF(末端区間!$AG$10=\"\",\"\",末端区間!$AG$10)","v":1.1000000000000001}]
[null,null,null,null,"=",{"$f":"IF(末端区間!$AG$28=\"\",\"\",末端区間!$AG$28)","v":""},"ｍ"]
[null,null,"⑦ 立上り",null,"=",{"$f":"IF(末端区間!$K$28=\"\",0,ROUND(末端区間!$K$28,2))","v":0},"ｍ"]
[null,null,"⑧ 他損失水頭等",null,"=",{"$f":"IF(末端区間!$AA$28=\"\",0,ROUND(末端区間!$AA$28,2))","v":0},"ｍ",{"$f":"IF(末端区間!$AB$28=\"\",\"\",\"（\"&末端区間!$AB$28&\"）\")","v":""}]
[null,null,"⑨ 区間所要水頭 m18",null,"=","⑥＋⑦＋⑧"]
[null,null,null,null,"=",{"$f":"IF(F315=\"\",\"\",F315)","v":""},"＋",{"$f":"IF(F316=\"\",\"\",F316)","v":0},"＋",{"$f":"IF(F317=\"\",\"\",F317)","v":0}]
[null,null,null,null,"=",{"$f":"IF(末端区間!$D$28=\"\",\"\",末端区間!$D$28)","v":""},"ｍ"]
[null,null,"⑩ 累計所要水頭 M18",null,"=","m18＋M17"]
[null,null,null,null,"=",{"$f":"IF(F320=\"\",\"\",F320)","v":""},"＋",{"$f":"IF(F305=\"\",\"\",F305)","v":""}]
[null,null,null,null,"=",{"$f":"IF(末端区間!$C$28=\"\",\"\",末端区間!$C$28)","v":""},"ｍ"]
[]
[null,"19．区　間",null,{"$f":"IF(末端区間!$G$29=\"\",\"\",末端区間!$G$29)","v":""}]
[null,null,"① 仮定口径",null,"=",{"$f":"IF(末端区間!$I$29=\"\",\"\",末端区間!$I$29)","v":""},"ｍｍ"]
[null,null,"② 管延長",null,"=",{"$f":"IF(末端区間!$J$29=\"\",\"\",末端区間!$J$29)","v":""},"ｍ"]
[null,null,"③ 直管換算長",null,"=",{"$f":"IF(末端区間!$AW$29=\"\",\"\",末端区間!$AW$29)","v":""},"ｍ"]
[null,null,"④ 流量",null,"=",{"$f":"IF(末端区間!$H$29=\"\",\"\",末端区間!$H$29)","v":""},"Ｌ/sec"]
[null,null,"⑤ 動水勾配",null,"=",{"$f":"IF(末端区間!$AE$29=\"\",\"\",末端区間!$AE$29)","v":""},"‰",{"$f":"IF(末端区間!$AD$29=\"\",\"\",IF(末端区間!$AD$29=\"W\",\"（ウエストン公式より）\",\"（Ｈ．ウィリアムス公式より）\"))","v":""}]
[null,null,"⑥ 損失水頭",null,"=","⑤×(②＋③)×安全率"]
[null,null,null,null,"=",{"$f":"IF(F330=\"\",\"\",F330/1000)","v":""},"× (",{"$f":"IF(F327=\"\",\"\",F327)","v":""},"＋",{"$f":"IF(F328=\"\",\"\",F328)","v":""},") ×",{"$f":"IF(末端区間!$AG$10=\"\",\"\",末端区間!$AG$10)","v":1.1000000000000001}]
[null,null,null,null,"=",{"$f":"IF(末端区間!$AG$29=\"\",\"\",末端区間!$AG$29)","v":""},"ｍ"]
[null,null,"⑦ 立上り",null,"=",{"$f":"IF(末端区間!$K$29=\"\",0,ROUND(末端区間!$K$29,2))","v":0},"ｍ"]
[null,null,"⑧ 他損失水頭等",null,"=",{"$f":"IF(末端区間!$AA$29=\"\",0,ROUND(末端区間!$AA$29,2))","v":0},"ｍ",{"$f":"IF(末端区間!$AB$29=\"\",\"\",\"（\"&末端区間!$AB$29&\"）\")","v":""}]
[null,null,"⑨ 区間所要水頭 m19",null,"=","⑥＋⑦＋⑧"]
[null,null,null,null,"=",{"$f":"IF(F333=\"\",\"\",F333)","v":""},"＋",{"$f":"IF(F334=\"\",\"\",F334)","v":0},"＋",{"$f":"IF(F335=\"\",\"\",F335)","v":0}]
[null,null,null,null,"=",{"$f":"IF(末端区間!$D$29=\"\",\"\",末端区間!$D$29)","v":""},"ｍ"]
[null,null,"⑩ 累計所要水頭 M19",null,"=","m19＋M18"]
[null,null,null,null,"=",{"$f":"IF(F338=\"\",\"\",F338)","v":""},"＋",{"$f":"IF(F323=\"\",\"\",F323)","v":""}]
[null,null,null,null,"=",{"$f":"IF(末端区間!$C$29=\"\",\"\",末端区間!$C$29)","v":""},"ｍ"]
[]
[null,"20．区　間",null,{"$f":"IF(末端区間!$G$30=\"\",\"\",末端区間!$G$30)","v":""}]
[null,null,"① 仮定口径",null,"=",{"$f":"IF(末端区間!$I$30=\"\",\"\",末端区間!$I$30)","v":""},"ｍｍ"]
[null,null,"② 管延長",null,"=",{"$f":"IF(末端区間!$J$30=\"\",\"\",末端区間!$J$30)","v":""},"ｍ"]
[null,null,"③ 直管換算長",null,"=",{"$f":"IF(末端区間!$AW$30=\"\",\"\",末端区間!$AW$30)","v":""},"ｍ"]
[null,null,"④ 流量",null,"=",{"$f":"IF(末端区間!$H$30=\"\",\"\",末端区間!$H$30)","v":""},"Ｌ/sec"]
[null,null,"⑤ 動水勾配",null,"=",{"$f":"IF(末端区間!$AE$30=\"\",\"\",末端区間!$AE$30)","v":""},"‰",{"$f":"IF(末端区間!$AD$30=\"\",\"\",IF(末端区間!$AD$30=\"W\",\"（ウエストン公式より）\",\"（Ｈ．ウィリアムス公式より）\"))","v":""}]
[null,null,"⑥ 損失水頭",null,"=","⑤×(②＋③)×安全率"]
[null,null,null,null,"=",{"$f":"IF(F348=\"\",\"\",F348/1000)","v":""},"× (",{"$f":"IF(F345=\"\",\"\",F345)","v":""},"＋",{"$f":"IF(F346=\"\",\"\",F346)","v":""},") ×",{"$f":"IF(末端区間!$AG$10=\"\",\"\",末端区間!$AG$10)","v":1.1000000000000001}]
[null,null,null,null,"=",{"$f":"IF(末端区間!$AG$30=\"\",\"\",末端区間!$AG$30)","v":""},"ｍ"]
[null,null,"⑦ 立上り",null,"=",{"$f":"IF(末端区間!$K$30=\"\",0,ROUND(末端区間!$K$30,2))","v":0},"ｍ"]
[null,null,"⑧ 他損失水頭等",null,"=",{"$f":"IF(末端区間!$AA$30=\"\",0,ROUND(末端区間!$AA$30,2))","v":0},"ｍ",{"$f":"IF(末端区間!$AB$30=\"\",\"\",\"（\"&末端区間!$AB$30&\"）\")","v":""}]
[null,null,"⑨ 区間所要水頭 m20",null,"=","⑥＋⑦＋⑧"]
[null,null,null,null,"=",{"$f":"IF(F351=\"\",\"\",F351)","v":""},"＋",{"$f":"IF(F352=\"\",\"\",F352)","v":0},"＋",{"$f":"IF(F353=\"\",\"\",F353)","v":0}]
[null,null,null,null,"=",{"$f":"IF(末端区間!$D$30=\"\",\"\",末端区間!$D$30)","v":""},"ｍ"]
[null,null,"⑩ 累計所要水頭 M20",null,"=","m20＋M19"]
[null,null,null,null,"=",{"$f":"IF(F356=\"\",\"\",F356)","v":""},"＋",{"$f":"IF(F341=\"\",\"\",F341)","v":""}]
[null,null,null,null,"=",{"$f":"IF(末端区間!$C$30=\"\",\"\",末端区間!$C$30)","v":""},"ｍ"]
[]
[null,"21．区　間",null,{"$f":"IF(末端区間!$G$31=\"\",\"\",末端区間!$G$31)","v":""}]
[null,null,"① 仮定口径",null,"=",{"$f":"IF(末端区間!$I$31=\"\",\"\",末端区間!$I$31)","v":""},"ｍｍ"]
[null,null,"② 管延長",null,"=",{"$f":"IF(末端区間!$J$31=\"\",\"\",末端区間!$J$31)","v":""},"ｍ"]
[null,null,"③ 直管換算長",null,"=",{"$f":"IF(末端区間!$AW$31=\"\",\"\",末端区間!$AW$31)","v":""},"ｍ"]
[null,null,"④ 流量",null,"=",{"$f":"IF(末端区間!$H$31=\"\",\"\",末端区間!$H$31)","v":""},"Ｌ/sec"]
[null,null,"⑤ 動水勾配",null,"=",{"$f":"IF(末端区間!$AE$31=\"\",\"\",末端区間!$AE$31)","v":""},"‰",{"$f":"IF(末端区間!$AD$31=\"\",\"\",IF(末端区間!$AD$31=\"W\",\"（ウエストン公式より）\",\"（Ｈ．ウィリアムス公式より）\"))","v":""}]
[null,null,"⑥ 損失水頭",null,"=","⑤×(②＋③)×安全率"]
[null,null,null,null,"=",{"$f":"IF(F366=\"\",\"\",F366/1000)","v":""},"× (",{"$f":"IF(F363=\"\",\"\",F363)","v":""},"＋",{"$f":"IF(F364=\"\",\"\",F364)","v":""},") ×",{"$f":"IF(末端区間!$AG$10=\"\",\"\",末端区間!$AG$10)","v":1.1000000000000001}]
[null,null,null,null,"=",{"$f":"IF(末端区間!$AG$31=\"\",\"\",末端区間!$AG$31)","v":""},"ｍ"]
[null,null,"⑦ 立上り",null,"=",{"$f":"IF(末端区間!$K$31=\"\",0,ROUND(末端区間!$K$31,2))","v":0},"ｍ"]
[null,null,"⑧ 他損失水頭等",null,"=",{"$f":"IF(末端区間!$AA$31=\"\",0,ROUND(末端区間!$AA$31,2))","v":0},"ｍ",{"$f":"IF(末端区間!$AB$31=\"\",\"\",\"（\"&末端区間!$AB$31&\"）\")","v":""}]
[null,null,"⑨ 区間所要水頭 m21",null,"=","⑥＋⑦＋⑧"]
[null,null,null,null,"=",{"$f":"IF(F369=\"\",\"\",F369)","v":""},"＋",{"$f":"IF(F370=\"\",\"\",F370)","v":0},"＋",{"$f":"IF(F371=\"\",\"\",F371)","v":0}]
[null,null,null,null,"=",{"$f":"IF(末端区間!$D$31=\"\",\"\",末端区間!$D$31)","v":""},"ｍ"]
[null,null,"⑩ 累計所要水頭 M21",null,"=","m21＋M20"]
[null,null,null,null,"=",{"$f":"IF(F374=\"\",\"\",F374)","v":""},"＋",{"$f":"IF(F359=\"\",\"\",F359)","v":""}]
[null,null,null,null,"=",{"$f":"IF(末端区間!$C$31=\"\",\"\",末端区間!$C$31)","v":""},"ｍ"]
[]
[null,"22．区　間",null,{"$f":"IF(末端区間!$G$32=\"\",\"\",末端区間!$G$32)","v":""}]
[null,null,"① 仮定口径",null,"=",{"$f":"IF(末端区間!$I$32=\"\",\"\",末端区間!$I$32)","v":""},"ｍｍ"]
[null,null,"② 管延長",null,"=",{"$f":"IF(末端区間!$J$32=\"\",\"\",末端区間!$J$32)","v":""},"ｍ"]
[null,null,"③ 直管換算長",null,"=",{"$f":"IF(末端区間!$AW$32=\"\",\"\",末端区間!$AW$32)","v":""},"ｍ"]
[null,null,"④ 流量",null,"=",{"$f":"IF(末端区間!$H$32=\"\",\"\",末端区間!$H$32)","v":""},"Ｌ/sec"]
[null,null,"⑤ 動水勾配",null,"=",{"$f":"IF(末端区間!$AE$32=\"\",\"\",末端区間!$AE$32)","v":""},"‰",{"$f":"IF(末端区間!$AD$32=\"\",\"\",IF(末端区間!$AD$32=\"W\",\"（ウエストン公式より）\",\"（Ｈ．ウィリアムス公式より）\"))","v":""}]
[null,null,"⑥ 損失水頭",null,"=","⑤×(②＋③)×安全率"]
[null,null,null,null,"=",{"$f":"IF(F384=\"\",\"\",F384/1000)","v":""},"× (",{"$f":"IF(F381=\"\",\"\",F381)","v":""},"＋",{"$f":"IF(F382=\"\",\"\",F382)","v":""},") ×",{"$f":"IF(末端区間!$AG$10=\"\",\"\",末端区間!$AG$10)","v":1.1000000000000001}]
[null,null,null,null,"=",{"$f":"IF(末端区間!$AG$32=\"\",\"\",末端区間!$AG$32)","v":""},"ｍ"]
[null,null,"⑦ 立上り",null,"=",{"$f":"IF(末端区間!$K$32=\"\",0,ROUND(末端区間!$K$32,2))","v":0},"ｍ"]
[null,null,"⑧ 他損失水頭等",null,"=",{"$f":"IF(末端区間!$AA$32=\"\",0,ROUND(末端区間!$AA$32,2))","v":0},"ｍ",{"$f":"IF(末端区間!$AB$32=\"\",\"\",\"（\"&末端区間!$AB$32&\"）\")","v":""}]
[null,null,"⑨ 区間所要水頭 m22",null,"=","⑥＋⑦＋⑧"]
[null,null,null,null,"=",{"$f":"IF(F387=\"\",\"\",F387)","v":""},"＋",{"$f":"IF(F388=\"\",\"\",F388)","v":0},"＋",{"$f":"IF(F389=\"\",\"\",F389)","v":0}]
[null,null,null,null,"=",{"$f":"IF(末端区間!$D$32=\"\",\"\",末端区間!$D$32)","v":""},"ｍ"]
[null,null,"⑩ 累計所要水頭 M22",null,"=","m22＋M21"]
[null,null,null,null,"=",{"$f":"IF(F392=\"\",\"\",F392)","v":""},"＋",{"$f":"IF(F377=\"\",\"\",F377)","v":""}]
[null,null,null,null,"=",{"$f":"IF(末端区間!$C$32=\"\",\"\",末端区間!$C$32)","v":""},"ｍ"]
[]
[null,"23．区　間",null,{"$f":"IF(末端区間!$G$33=\"\",\"\",末端区間!$G$33)","v":""}]
[null,null,"① 仮定口径",null,"=",{"$f":"IF(末端区間!$I$33=\"\",\"\",末端区間!$I$33)","v":""},"ｍｍ"]
[null,null,"② 管延長",null,"=",{"$f":"IF(末端区間!$J$33=\"\",\"\",末端区間!$J$33)","v":""},"ｍ"]
[null,null,"③ 直管換算長",null,"=",{"$f":"IF(末端区間!$AW$33=\"\",\"\",末端区間!$AW$33)","v":""},"ｍ"]
[null,null,"④ 流量",null,"=",{"$f":"IF(末端区間!$H$33=\"\",\"\",末端区間!$H$33)","v":""},"Ｌ/sec"]
[null,null,"⑤ 動水勾配",null,"=",{"$f":"IF(末端区間!$AE$33=\"\",\"\",末端区間!$AE$33)","v":""},"‰",{"$f":"IF(末端区間!$AD$33=\"\",\"\",IF(末端区間!$AD$33=\"W\",\"（ウエストン公式より）\",\"（Ｈ．ウィリアムス公式より）\"))","v":""}]
[null,null,"⑥ 損失水頭",null,"=","⑤×(②＋③)×安全率"]
[null,null,null,null,"=",{"$f":"IF(F402=\"\",\"\",F402/1000)","v":""},"× (",{"$f":"IF(F399=\"\",\"\",F399)","v":""},"＋",{"$f":"IF(F400=\"\",\"\",F400)","v":""},") ×",{"$f":"IF(末端区間!$AG$10=\"\",\"\",末端区間!$AG$10)","v":1.1000000000000001}]
[null,null,null,null,"=",{"$f":"IF(末端区間!$AG$33=\"\",\"\",末端区間!$AG$33)","v":""},"ｍ"]
[null,null,"⑦ 立上り",null,"=",{"$f":"IF(末端区間!$K$33=\"\",0,ROUND(末端区間!$K$33,2))","v":0},"ｍ"]
[null,null,"⑧ 他損失水頭等",null,"=",{"$f":"IF(末端区間!$AA$33=\"\",0,ROUND(末端区間!$AA$33,2))","v":0},"ｍ",{"$f":"IF(末端区間!$AB$33=\"\",\"\",\"（\"&末端区間!$AB$33&\"）\")","v":""}]
[null,null,"⑨ 区間所要水頭 m23",null,"=","⑥＋⑦＋⑧"]
[null,null,null,null,"=",{"$f":"IF(F405=\"\",\"\",F405)","v":""},"＋",{"$f":"IF(F406=\"\",\"\",F406)","v":0},"＋",{"$f":"IF(F407=\"\",\"\",F407)","v":0}]
[null,null,null,null,"=",{"$f":"IF(末端区間!$D$33=\"\",\"\",末端区間!$D$33)","v":""},"ｍ"]
[null,null,"⑩ 累計所要水頭 M23",null,"=","m23＋M22"]
[null,null,null,null,"=",{"$f":"IF(F410=\"\",\"\",F410)","v":""},"＋",{"$f":"IF(F395=\"\",\"\",F395)","v":""}]
[null,null,null,null,"=",{"$f":"IF(末端区間!$C$33=\"\",\"\",末端区間!$C$33)","v":""},"ｍ"]
[]
[null,"24．区　間",null,{"$f":"IF(末端区間!$G$34=\"\",\"\",末端区間!$G$34)","v":""}]
[null,null,"① 仮定口径",null,"=",{"$f":"IF(末端区間!$I$34=\"\",\"\",末端区間!$I$34)","v":""},"ｍｍ"]
[null,null,"② 管延長",null,"=",{"$f":"IF(末端区間!$J$34=\"\",\"\",末端区間!$J$34)","v":""},"ｍ"]
[null,null,"③ 直管換算長",null,"=",{"$f":"IF(末端区間!$AW$34=\"\",\"\",末端区間!$AW$34)","v":""},"ｍ"]
[null,null,"④ 流量",null,"=",{"$f":"IF(末端区間!$H$34=\"\",\"\",末端区間!$H$34)","v":""},"Ｌ/sec"]
[null,null,"⑤ 動水勾配",null,"=",{"$f":"IF(末端区間!$AE$34=\"\",\"\",末端区間!$AE$34)","v":""},"‰",{"$f":"IF(末端区間!$AD$34=\"\",\"\",IF(末端区間!$AD$34=\"W\",\"（ウエストン公式より）\",\"（Ｈ．ウィリアムス公式より）\"))","v":""}]
[null,null,"⑥ 損失水頭",null,"=","⑤×(②＋③)×安全率"]
[null,null,null,null,"=",{"$f":"IF(F420=\"\",\"\",F420/1000)","v":""},"× (",{"$f":"IF(F417=\"\",\"\",F417)","v":""},"＋",{"$f":"IF(F418=\"\",\"\",F418)","v":""},") ×",{"$f":"IF(末端区間!$AG$10=\"\",\"\",末端区間!$AG$10)","v":1.1000000000000001}]
[null,null,null,null,"=",{"$f":"IF(末端区間!$AG$34=\"\",\"\",末端区間!$AG$34)","v":""},"ｍ"]
[null,null,"⑦ 立上り",null,"=",{"$f":"IF(末端区間!$K$34=\"\",0,ROUND(末端区間!$K$34,2))","v":0},"ｍ"]
[null,null,"⑧ 他損失水頭等",null,"=",{"$f":"IF(末端区間!$AA$34=\"\",0,ROUND(末端区間!$AA$34,2))","v":0},"ｍ",{"$f":"IF(末端区間!$AB$34=\"\",\"\",\"（\"&末端区間!$AB$34&\"）\")","v":""}]
[null,null,"⑨ 区間所要水頭 m24",null,"=","⑥＋⑦＋⑧"]
[null,null,null,null,"=",{"$f":"IF(F423=\"\",\"\",F423)","v":""},"＋",{"$f":"IF(F424=\"\",\"\",F424)","v":0},"＋",{"$f":"IF(F425=\"\",\"\",F425)","v":0}]
[null,null,null,null,"=",{"$f":"IF(末端区間!$D$34=\"\",\"\",末端区間!$D$34)","v":""},"ｍ"]
[null,null,"⑩ 累計所要水頭 M24",null,"=","m24＋M23"]
[null,null,null,null,"=",{"$f":"IF(F428=\"\",\"\",F428)","v":""},"＋",{"$f":"IF(F413=\"\",\"\",F413)","v":""}]
[null,null,null,null,"=",{"$f":"IF(末端区間!$C$34=\"\",\"\",末端区間!$C$34)","v":""},"ｍ"]
[]
[null,"25．区　間",null,{"$f":"IF(末端区間!$G$35=\"\",\"\",末端区間!$G$35)","v":""}]
[null,null,"① 仮定口径",null,"=",{"$f":"IF(末端区間!$I$35=\"\",\"\",末端区間!$I$35)","v":""},"ｍｍ"]
[null,null,"② 管延長",null,"=",{"$f":"IF(末端区間!$J$35=\"\",\"\",末端区間!$J$35)","v":""},"ｍ"]
[null,null,"③ 直管換算長",null,"=",{"$f":"IF(末端区間!$AW$35=\"\",\"\",末端区間!$AW$35)","v":""},"ｍ"]
[null,null,"④ 流量",null,"=",{"$f":"IF(末端区間!$H$35=\"\",\"\",末端区間!$H$35)","v":""},"Ｌ/sec"]
[null,null,"⑤ 動水勾配",null,"=",{"$f":"IF(末端区間!$AE$35=\"\",\"\",末端区間!$AE$35)","v":""},"‰",{"$f":"IF(末端区間!$AD$35=\"\",\"\",IF(末端区間!$AD$35=\"W\",\"（ウエストン公式より）\",\"（Ｈ．ウィリアムス公式より）\"))","v":""}]
[null,null,"⑥ 損失水頭",null,"=","⑤×(②＋③)×安全率"]
[null,null,null,null,"=",{"$f":"IF(F438=\"\",\"\",F438/1000)","v":""},"× (",{"$f":"IF(F435=\"\",\"\",F435)","v":""},"＋",{"$f":"IF(F436=\"\",\"\",F436)","v":""},") ×",{"$f":"IF(末端区間!$AG$10=\"\",\"\",末端区間!$AG$10)","v":1.1000000000000001}]
[null,null,null,null,"=",{"$f":"IF(末端区間!$AG$35=\"\",\"\",末端区間!$AG$35)","v":""},"ｍ"]
[null,null,"⑦ 立上り",null,"=",{"$f":"IF(末端区間!$K$35=\"\",0,ROUND(末端区間!$K$35,2))","v":0},"ｍ"]
[null,null,"⑧ 他損失水頭等",null,"=",{"$f":"IF(末端区間!$AA$35=\"\",0,ROUND(末端区間!$AA$35,2))","v":0},"ｍ",{"$f":"IF(末端区間!$AB$35=\"\",\"\",\"（\"&末端区間!$AB$35&\"）\")","v":""}]
[null,null,"⑨ 区間所要水頭 m25",null,"=","⑥＋⑦＋⑧"]
[null,null,null,null,"=",{"$f":"IF(F441=\"\",\"\",F441)","v":""},"＋",{"$f":"IF(F442=\"\",\"\",F442)","v":0},"＋",{"$f":"IF(F443=\"\",\"\",F443)","v":0}]
[null,null,null,null,"=",{"$f":"IF(末端区間!$D$35=\"\",\"\",末端区間!$D$35)","v":""},"ｍ"]
[null,null,"⑩ 累計所要水頭 M25",null,"=","m25＋M24"]
[null,null,null,null,"=",{"$f":"IF(F446=\"\",\"\",F446)","v":""},"＋",{"$f":"IF(F431=\"\",\"\",F431)","v":""}]
[null,null,null,null,"=",{"$f":"IF(末端区間!$C$35=\"\",\"\",末端区間!$C$35)","v":""},"ｍ"]
[]
[null,"26．区　間",null,{"$f":"IF(末端区間!$G$36=\"\",\"\",末端区間!$G$36)","v":""}]
[null,null,"① 仮定口径",null,"=",{"$f":"IF(末端区間!$I$36=\"\",\"\",末端区間!$I$36)","v":""},"ｍｍ"]
[null,null,"② 管延長",null,"=",{"$f":"IF(末端区間!$J$36=\"\",\"\",末端区間!$J$36)","v":""},"ｍ"]
[null,null,"③ 直管換算長",null,"=",{"$f":"IF(末端区間!$AW$36=\"\",\"\",末端区間!$AW$36)","v":""},"ｍ"]
[null,null,"④ 流量",null,"=",{"$f":"IF(末端区間!$H$36=\"\",\"\",末端区間!$H$36)","v":""},"Ｌ/sec"]
[null,null,"⑤ 動水勾配",null,"=",{"$f":"IF(末端区間!$AE$36=\"\",\"\",末端区間!$AE$36)","v":""},"‰",{"$f":"IF(末端区間!$AD$36=\"\",\"\",IF(末端区間!$AD$36=\"W\",\"（ウエストン公式より）\",\"（Ｈ．ウィリアムス公式より）\"))","v":""}]
[null,null,"⑥ 損失水頭",null,"=","⑤×(②＋③)×安全率"]
[null,null,null,null,"=",{"$f":"IF(F456=\"\",\"\",F456/1000)","v":""},"× (",{"$f":"IF(F453=\"\",\"\",F453)","v":""},"＋",{"$f":"IF(F454=\"\",\"\",F454)","v":""},") ×",{"$f":"IF(末端区間!$AG$10=\"\",\"\",末端区間!$AG$10)","v":1.1000000000000001}]
[null,null,null,null,"=",{"$f":"IF(末端区間!$AG$36=\"\",\"\",末端区間!$AG$36)","v":""},"ｍ"]
[null,null,"⑦ 立上り",null,"=",{"$f":"IF(末端区間!$K$36=\"\",0,ROUND(末端区間!$K$36,2))","v":0},"ｍ"]
[null,null,"⑧ 他損失水頭等",null,"=",{"$f":"IF(末端区間!$AA$36=\"\",0,ROUND(末端区間!$AA$36,2))","v":0},"ｍ",{"$f":"IF(末端区間!$AB$36=\"\",\"\",\"（\"&末端区間!$AB$36&\"）\")","v":""}]
[null,null,"⑨ 区間所要水頭 m26",null,"=","⑥＋⑦＋⑧"]
[null,null,null,null,"=",{"$f":"IF(F459=\"\",\"\",F459)","v":""},"＋",{"$f":"IF(F460=\"\",\"\",F460)","v":0},"＋",{"$f":"IF(F461=\"\",\"\",F461)","v":0}]
[null,null,null,null,"=",{"$f":"IF(末端区間!$D$36=\"\",\"\",末端区間!$D$36)","v":""},"ｍ"]
[null,null,"⑩ 累計所要水頭 M26",null,"=","m26＋M25"]
[null,null,null,null,"=",{"$f":"IF(F464=\"\",\"\",F464)","v":""},"＋",{"$f":"IF(F449=\"\",\"\",F449)","v":""}]
[null,null,null,null,"=",{"$f":"IF(末端区間!$C$36=\"\",\"\",末端区間!$C$36)","v":""},"ｍ"]
[]
[null,"27．区　間",null,{"$f":"IF(末端区間!$G$37=\"\",\"\",末端区間!$G$37)","v":""}]
[null,null,"① 仮定口径",null,"=",{"$f":"IF(末端区間!$I$37=\"\",\"\",末端区間!$I$37)","v":""},"ｍｍ"]
[null,null,"② 管延長",null,"=",{"$f":"IF(末端区間!$J$37=\"\",\"\",末端区間!$J$37)","v":""},"ｍ"]
[null,null,"③ 直管換算長",null,"=",{"$f":"IF(末端区間!$AW$37=\"\",\"\",末端区間!$AW$37)","v":""},"ｍ"]
[null,null,"④ 流量",null,"=",{"$f":"IF(末端区間!$H$37=\"\",\"\",末端区間!$H$37)","v":""},"Ｌ/sec"]
[null,null,"⑤ 動水勾配",null,"=",{"$f":"IF(末端区間!$AE$37=\"\",\"\",末端区間!$AE$37)","v":""},"‰",{"$f":"IF(末端区間!$AD$37=\"\",\"\",IF(末端区間!$AD$37=\"W\",\"（ウエストン公式より）\",\"（Ｈ．ウィリアムス公式より）\"))","v":""}]
[null,null,"⑥ 損失水頭",null,"=","⑤×(②＋③)×安全率"]
[null,null,null,null,"=",{"$f":"IF(F474=\"\",\"\",F474/1000)","v":""},"× (",{"$f":"IF(F471=\"\",\"\",F471)","v":""},"＋",{"$f":"IF(F472=\"\",\"\",F472)","v":""},") ×",{"$f":"IF(末端区間!$AG$10=\"\",\"\",末端区間!$AG$10)","v":1.1000000000000001}]
[null,null,null,null,"=",{"$f":"IF(末端区間!$AG$37=\"\",\"\",末端区間!$AG$37)","v":""},"ｍ"]
[null,null,"⑦ 立上り",null,"=",{"$f":"IF(末端区間!$K$37=\"\",0,ROUND(末端区間!$K$37,2))","v":0},"ｍ"]
[null,null,"⑧ 他損失水頭等",null,"=",{"$f":"IF(末端区間!$AA$37=\"\",0,ROUND(末端区間!$AA$37,2))","v":0},"ｍ",{"$f":"IF(末端区間!$AB$37=\"\",\"\",\"（\"&末端区間!$AB$37&\"）\")","v":""}]
[null,null,"⑨ 区間所要水頭 m27",null,"=","⑥＋⑦＋⑧"]
[null,null,null,null,"=",{"$f":"IF(F477=\"\",\"\",F477)","v":""},"＋",{"$f":"IF(F478=\"\",\"\",F478)","v":0},"＋",{"$f":"IF(F479=\"\",\"\",F479)","v":0}]
[null,null,null,null,"=",{"$f":"IF(末端区間!$D$37=\"\",\"\",末端区間!$D$37)","v":""},"ｍ"]
[null,null,"⑩ 累計所要水頭 M27",null,"=","m27＋M26"]
[null,null,null,null,"=",{"$f":"IF(F482=\"\",\"\",F482)","v":""},"＋",{"$f":"IF(F467=\"\",\"\",F467)","v":""}]
[null,null,null,null,"=",{"$f":"IF(末端区間!$C$37=\"\",\"\",末端区間!$C$37)","v":""},"ｍ"]
[]
[null,"28．区　間",null,{"$f":"IF(末端区間!$G$38=\"\",\"\",末端区間!$G$38)","v":""}]
[null,null,"① 仮定口径",null,"=",{"$f":"IF(末端区間!$I$38=\"\",\"\",末端区間!$I$38)","v":""},"ｍｍ"]
[null,null,"② 管延長",null,"=",{"$f":"IF(末端区間!$J$38=\"\",\"\",末端区間!$J$38)","v":""},"ｍ"]
[null,null,"③ 直管換算長",null,"=",{"$f":"IF(末端区間!$AW$38=\"\",\"\",末端区間!$AW$38)","v":""},"ｍ"]
[null,null,"④ 流量",null,"=",{"$f":"IF(末端区間!$H$38=\"\",\"\",末端区間!$H$38)","v":""},"Ｌ/sec"]
[null,null,"⑤ 動水勾配",null,"=",{"$f":"IF(末端区間!$AE$38=\"\",\"\",末端区間!$AE$38)","v":""},"‰",{"$f":"IF(末端区間!$AD$38=\"\",\"\",IF(末端区間!$AD$38=\"W\",\"（ウエストン公式より）\",\"（Ｈ．ウィリアムス公式より）\"))","v":""}]
[null,null,"⑥ 損失水頭",null,"=","⑤×(②＋③)×安全率"]
[null,null,null,null,"=",{"$f":"IF(F492=\"\",\"\",F492/1000)","v":""},"× (",{"$f":"IF(F489=\"\",\"\",F489)","v":""},"＋",{"$f":"IF(F490=\"\",\"\",F490)","v":""},") ×",{"$f":"IF(末端区間!$AG$10=\"\",\"\",末端区間!$AG$10)","v":1.1000000000000001}]
[null,null,null,null,"=",{"$f":"IF(末端区間!$AG$38=\"\",\"\",末端区間!$AG$38)","v":""},"ｍ"]
[null,null,"⑦ 立上り",null,"=",{"$f":"IF(末端区間!$K$38=\"\",0,ROUND(末端区間!$K$38,2))","v":0},"ｍ"]
[null,null,"⑧ 他損失水頭等",null,"=",{"$f":"IF(末端区間!$AA$38=\"\",0,ROUND(末端区間!$AA$38,2))","v":0},"ｍ",{"$f":"IF(末端区間!$AB$38=\"\",\"\",\"（\"&末端区間!$AB$38&\"）\")","v":""}]
[null,null,"⑨ 区間所要水頭 m28",null,"=","⑥＋⑦＋⑧"]
[null,null,null,null,"=",{"$f":"IF(F495=\"\",\"\",F495)","v":""},"＋",{"$f":"IF(F496=\"\",\"\",F496)","v":0},"＋",{"$f":"IF(F497=\"\",\"\",F497)","v":0}]
[null,null,null,null,"=",{"$f":"IF(末端区間!$D$38=\"\",\"\",末端区間!$D$38)","v":""},"ｍ"]
[null,null,"⑩ 累計所要水頭 M28",null,"=","m28＋M27"]
[null,null,null,null,"=",{"$f":"IF(F500=\"\",\"\",F500)","v":""},"＋",{"$f":"IF(F485=\"\",\"\",F485)","v":""}]
[null,null,null,null,"=",{"$f":"IF(末端区間!$C$38=\"\",\"\",末端区間!$C$38)","v":""},"ｍ"]
[]
[null,"29．区　間",null,{"$f":"IF(末端区間!$G$39=\"\",\"\",末端区間!$G$39)","v":""}]
[null,null,"① 仮定口径",null,"=",{"$f":"IF(末端区間!$I$39=\"\",\"\",末端区間!$I$39)","v":""},"ｍｍ"]
[null,null,"② 管延長",null,"=",{"$f":"IF(末端区間!$J$39=\"\",\"\",末端区間!$J$39)","v":""},"ｍ"]
[null,null,"③ 直管換算長",null,"=",{"$f":"IF(末端区間!$AW$39=\"\",\"\",末端区間!$AW$39)","v":""},"ｍ"]
[null,null,"④ 流量",null,"=",{"$f":"IF(末端区間!$H$39=\"\",\"\",末端区間!$H$39)","v":""},"Ｌ/sec"]
[null,null,"⑤ 動水勾配",null,"=",{"$f":"IF(末端区間!$AE$39=\"\",\"\",末端区間!$AE$39)","v":""},"‰",{"$f":"IF(末端区間!$AD$39=\"\",\"\",IF(末端区間!$AD$39=\"W\",\"（ウエストン公式より）\",\"（Ｈ．ウィリアムス公式より）\"))","v":""}]
[null,null,"⑥ 損失水頭",null,"=","⑤×(②＋③)×安全率"]
[null,null,null,null,"=",{"$f":"IF(F510=\"\",\"\",F510/1000)","v":""},"× (",{"$f":"IF(F507=\"\",\"\",F507)","v":""},"＋",{"$f":"IF(F508=\"\",\"\",F508)","v":""},") ×",{"$f":"IF(末端区間!$AG$10=\"\",\"\",末端区間!$AG$10)","v":1.1000000000000001}]
[null,null,null,null,"=",{"$f":"IF(末端区間!$AG$39=\"\",\"\",末端区間!$AG$39)","v":""},"ｍ"]
[null,null,"⑦ 立上り",null,"=",{"$f":"IF(末端区間!$K$39=\"\",0,ROUND(末端区間!$K$39,2))","v":0},"ｍ"]
[null,null,"⑧ 他損失水頭等",null,"=",{"$f":"IF(末端区間!$AA$39=\"\",0,ROUND(末端区間!$AA$39,2))","v":0},"ｍ",{"$f":"IF(末端区間!$AB$39=\"\",\"\",\"（\"&末端区間!$AB$39&\"）\")","v":""}]
[null,null,"⑨ 区間所要水頭 m29",null,"=","⑥＋⑦＋⑧"]
[null,null,null,null,"=",{"$f":"IF(F513=\"\",\"\",F513)","v":""},"＋",{"$f":"IF(F514=\"\",\"\",F514)","v":0},"＋",{"$f":"IF(F515=\"\",\"\",F515)","v":0}]
[null,null,null,null,"=",{"$f":"IF(末端区間!$D$39=\"\",\"\",末端区間!$D$39)","v":""},"ｍ"]
[null,null,"⑩ 累計所要水頭 M29",null,"=","m29＋M28"]
[null,null,null,null,"=",{"$f":"IF(F518=\"\",\"\",F518)","v":""},"＋",{"$f":"IF(F503=\"\",\"\",F503)","v":""}]
[null,null,null,null,"=",{"$f":"IF(末端区間!$C$39=\"\",\"\",末端区間!$C$39)","v":""},"ｍ"]
[]
[null,"30．区　間",null,{"$f":"IF(末端区間!$G$40=\"\",\"\",末端区間!$G$40)","v":""}]
[null,null,"① 仮定口径",null,"=",{"$f":"IF(末端区間!$I$40=\"\",\"\",末端区間!$I$40)","v":""},"ｍｍ"]
[null,null,"② 管延長",null,"=",{"$f":"IF(末端区間!$J$40=\"\",\"\",末端区間!$J$40)","v":""},"ｍ"]
[null,null,"③ 直管換算長",null,"=",{"$f":"IF(末端区間!$AW$40=\"\",\"\",末端区間!$AW$40)","v":""},"ｍ"]
[null,null,"④ 流量",null,"=",{"$f":"IF(末端区間!$H$40=\"\",\"\",末端区間!$H$40)","v":""},"Ｌ/sec"]
[null,null,"⑤ 動水勾配",null,"=",{"$f":"IF(末端区間!$AE$40=\"\",\"\",末端区間!$AE$40)","v":""},"‰",{"$f":"IF(末端区間!$AD$40=\"\",\"\",IF(末端区間!$AD$40=\"W\",\"（ウエストン公式より）\",\"（Ｈ．ウィリアムス公式より）\"))","v":""}]
[null,null,"⑥ 損失水頭",null,"=","⑤×(②＋③)×安全率"]
[null,null,null,null,"=",{"$f":"IF(F528=\"\",\"\",F528/1000)","v":""},"× (",{"$f":"IF(F525=\"\",\"\",F525)","v":""},"＋",{"$f":"IF(F526=\"\",\"\",F526)","v":""},") ×",{"$f":"IF(末端区間!$AG$10=\"\",\"\",末端区間!$AG$10)","v":1.1000000000000001}]
[null,null,null,null,"=",{"$f":"IF(末端区間!$AG$40=\"\",\"\",末端区間!$AG$40)","v":""},"ｍ"]
[null,null,"⑦ 立上り",null,"=",{"$f":"IF(末端区間!$K$40=\"\",0,ROUND(末端区間!$K$40,2))","v":0},"ｍ"]
[null,null,"⑧ 他損失水頭等",null,"=",{"$f":"IF(末端区間!$AA$40=\"\",0,ROUND(末端区間!$AA$40,2))","v":0},"ｍ",{"$f":"IF(末端区間!$AB$40=\"\",\"\",\"（\"&末端区間!$AB$40&\"）\")","v":""}]
[null,null,"⑨ 区間所要水頭 m30",null,"=","⑥＋⑦＋⑧"]
[null,null,null,null,"=",{"$f":"IF(F531=\"\",\"\",F531)","v":""},"＋",{"$f":"IF(F532=\"\",\"\",F532)","v":0},"＋",{"$f":"IF(F533=\"\",\"\",F533)","v":0}]
[null,null,null,null,"=",{"$f":"IF(末端区間!$D$40=\"\",\"\",末端区間!$D$40)","v":""},"ｍ"]
[null,null,"⑩ 累計所要水頭 M30",null,"=","m30＋M29"]
[null,null,null,null,"=",{"$f":"IF(F536=\"\",\"\",F536)","v":""},"＋",{"$f":"IF(F521=\"\",\"\",F521)","v":""}]
[null,null,null,null,"=",{"$f":"IF(末端区間!$C$40=\"\",\"\",末端区間!$C$40)","v":""},"ｍ"]
[]
[null,"31．区　間",null,{"$f":"IF(末端区間!$G$41=\"\",\"\",末端区間!$G$41)","v":""}]
[null,null,"① 仮定口径",null,"=",{"$f":"IF(末端区間!$I$41=\"\",\"\",末端区間!$I$41)","v":""},"ｍｍ"]
[null,null,"② 管延長",null,"=",{"$f":"IF(末端区間!$J$41=\"\",\"\",末端区間!$J$41)","v":""},"ｍ"]
[null,null,"③ 直管換算長",null,"=",{"$f":"IF(末端区間!$AW$41=\"\",\"\",末端区間!$AW$41)","v":""},"ｍ"]
[null,null,"④ 流量",null,"=",{"$f":"IF(末端区間!$H$41=\"\",\"\",末端区間!$H$41)","v":""},"Ｌ/sec"]
[null,null,"⑤ 動水勾配",null,"=",{"$f":"IF(末端区間!$AE$41=\"\",\"\",末端区間!$AE$41)","v":""},"‰",{"$f":"IF(末端区間!$AD$41=\"\",\"\",IF(末端区間!$AD$41=\"W\",\"（ウエストン公式より）\",\"（Ｈ．ウィリアムス公式より）\"))","v":""}]
[null,null,"⑥ 損失水頭",null,"=","⑤×(②＋③)×安全率"]
[null,null,null,null,"=",{"$f":"IF(F546=\"\",\"\",F546/1000)","v":""},"× (",{"$f":"IF(F543=\"\",\"\",F543)","v":""},"＋",{"$f":"IF(F544=\"\",\"\",F544)","v":""},") ×",{"$f":"IF(末端区間!$AG$10=\"\",\"\",末端区間!$AG$10)","v":1.1000000000000001}]
[null,null,null,null,"=",{"$f":"IF(末端区間!$AG$41=\"\",\"\",末端区間!$AG$41)","v":""},"ｍ"]
[null,null,"⑦ 立上り",null,"=",{"$f":"IF(末端区間!$K$41=\"\",0,ROUND(末端区間!$K$41,2))","v":0},"ｍ"]
[null,null,"⑧ 他損失水頭等",null,"=",{"$f":"IF(末端区間!$AA$41=\"\",0,ROUND(末端区間!$AA$41,2))","v":0},"ｍ",{"$f":"IF(末端区間!$AB$41=\"\",\"\",\"（\"&末端区間!$AB$41&\"）\")","v":""}]
[null,null,"⑨ 区間所要水頭 m31",null,"=","⑥＋⑦＋⑧"]
[null,null,null,null,"=",{"$f":"IF(F549=\"\",\"\",F549)","v":""},"＋",{"$f":"IF(F550=\"\",\"\",F550)","v":0},"＋",{"$f":"IF(F551=\"\",\"\",F551)","v":0}]
[null,null,null,null,"=",{"$f":"IF(末端区間!$D$41=\"\",\"\",末端区間!$D$41)","v":""},"ｍ"]
[null,null,"⑩ 累計所要水頭 M31",null,"=","m31＋M30"]
[null,null,null,null,"=",{"$f":"IF(F554=\"\",\"\",F554)","v":""},"＋",{"$f":"IF(F539=\"\",\"\",F539)","v":""}]
[null,null,null,null,"=",{"$f":"IF(末端区間!$C$41=\"\",\"\",末端区間!$C$41)","v":""},"ｍ"]
[]
[null,"32．区　間",null,{"$f":"IF(末端区間!$G$42=\"\",\"\",末端区間!$G$42)","v":""}]
[null,null,"① 仮定口径",null,"=",{"$f":"IF(末端区間!$I$42=\"\",\"\",末端区間!$I$42)","v":""},"ｍｍ"]
[null,null,"② 管延長",null,"=",{"$f":"IF(末端区間!$J$42=\"\",\"\",末端区間!$J$42)","v":""},"ｍ"]
[null,null,"③ 直管換算長",null,"=",{"$f":"IF(末端区間!$AW$42=\"\",\"\",末端区間!$AW$42)","v":""},"ｍ"]
[null,null,"④ 流量",null,"=",{"$f":"IF(末端区間!$H$42=\"\",\"\",末端区間!$H$42)","v":""},"Ｌ/sec"]
[null,null,"⑤ 動水勾配",null,"=",{"$f":"IF(末端区間!$AE$42=\"\",\"\",末端区間!$AE$42)","v":""},"‰",{"$f":"IF(末端区間!$AD$42=\"\",\"\",IF(末端区間!$AD$42=\"W\",\"（ウエストン公式より）\",\"（Ｈ．ウィリアムス公式より）\"))","v":""}]
[null,null,"⑥ 損失水頭",null,"=","⑤×(②＋③)×安全率"]
[null,null,null,null,"=",{"$f":"IF(F564=\"\",\"\",F564/1000)","v":""},"× (",{"$f":"IF(F561=\"\",\"\",F561)","v":""},"＋",{"$f":"IF(F562=\"\",\"\",F562)","v":""},") ×",{"$f":"IF(末端区間!$AG$10=\"\",\"\",末端区間!$AG$10)","v":1.1000000000000001}]
[null,null,null,null,"=",{"$f":"IF(末端区間!$AG$42=\"\",\"\",末端区間!$AG$42)","v":""},"ｍ"]
[null,null,"⑦ 立上り",null,"=",{"$f":"IF(末端区間!$K$42=\"\",0,ROUND(末端区間!$K$42,2))","v":0},"ｍ"]
[null,null,"⑧ 他損失水頭等",null,"=",{"$f":"IF(末端区間!$AA$42=\"\",0,ROUND(末端区間!$AA$42,2))","v":0},"ｍ",{"$f":"IF(末端区間!$AB$42=\"\",\"\",\"（\"&末端区間!$AB$42&\"）\")","v":""}]
[null,null,"⑨ 区間所要水頭 m32",null,"=","⑥＋⑦＋⑧"]
[null,null,null,null,"=",{"$f":"IF(F567=\"\",\"\",F567)","v":""},"＋",{"$f":"IF(F568=\"\",\"\",F568)","v":0},"＋",{"$f":"IF(F569=\"\",\"\",F569)","v":0}]
[null,null,null,null,"=",{"$f":"IF(末端区間!$D$42=\"\",\"\",末端区間!$D$42)","v":""},"ｍ"]
[null,null,"⑩ 累計所要水頭 M32",null,"=","m32＋M31"]
[null,null,null,null,"=",{"$f":"IF(F572=\"\",\"\",F572)","v":""},"＋",{"$f":"IF(F557=\"\",\"\",F557)","v":""}]
[null,null,null,null,"=",{"$f":"IF(末端区間!$C$42=\"\",\"\",末端区間!$C$42)","v":""},"ｍ"]
[]
[null,"33．区　間",null,{"$f":"IF(末端区間!$G$43=\"\",\"\",末端区間!$G$43)","v":""}]
[null,null,"① 仮定口径",null,"=",{"$f":"IF(末端区間!$I$43=\"\",\"\",末端区間!$I$43)","v":""},"ｍｍ"]
[null,null,"② 管延長",null,"=",{"$f":"IF(末端区間!$J$43=\"\",\"\",末端区間!$J$43)","v":""},"ｍ"]
[null,null,"③ 直管換算長",null,"=",{"$f":"IF(末端区間!$AW$43=\"\",\"\",末端区間!$AW$43)","v":""},"ｍ"]
[null,null,"④ 流量",null,"=",{"$f":"IF(末端区間!$H$43=\"\",\"\",末端区間!$H$43)","v":""},"Ｌ/sec"]
[null,null,"⑤ 動水勾配",null,"=",{"$f":"IF(末端区間!$AE$43=\"\",\"\",末端区間!$AE$43)","v":""},"‰",{"$f":"IF(末端区間!$AD$43=\"\",\"\",IF(末端区間!$AD$43=\"W\",\"（ウエストン公式より）\",\"（Ｈ．ウィリアムス公式より）\"))","v":""}]
[null,null,"⑥ 損失水頭",null,"=","⑤×(②＋③)×安全率"]
[null,null,null,null,"=",{"$f":"IF(F582=\"\",\"\",F582/1000)","v":""},"× (",{"$f":"IF(F579=\"\",\"\",F579)","v":""},"＋",{"$f":"IF(F580=\"\",\"\",F580)","v":""},") ×",{"$f":"IF(末端区間!$AG$10=\"\",\"\",末端区間!$AG$10)","v":1.1000000000000001}]
[null,null,null,null,"=",{"$f":"IF(末端区間!$AG$43=\"\",\"\",末端区間!$AG$43)","v":""},"ｍ"]
[null,null,"⑦ 立上り",null,"=",{"$f":"IF(末端区間!$K$43=\"\",0,ROUND(末端区間!$K$43,2))","v":0},"ｍ"]
[null,null,"⑧ 他損失水頭等",null,"=",{"$f":"IF(末端区間!$AA$43=\"\",0,ROUND(末端区間!$AA$43,2))","v":0},"ｍ",{"$f":"IF(末端区間!$AB$43=\"\",\"\",\"（\"&末端区間!$AB$43&\"）\")","v":""}]
[null,null,"⑨ 区間所要水頭 m33",null,"=","⑥＋⑦＋⑧"]
[null,null,null,null,"=",{"$f":"IF(F585=\"\",\"\",F585)","v":""},"＋",{"$f":"IF(F586=\"\",\"\",F586)","v":0},"＋",{"$f":"IF(F587=\"\",\"\",F587)","v":0}]
[null,null,null,null,"=",{"$f":"IF(末端区間!$D$43=\"\",\"\",末端区間!$D$43)","v":""},"ｍ"]
[null,null,"⑩ 累計所要水頭 M33",null,"=","m33＋M32"]
[null,null,null,null,"=",{"$f":"IF(F590=\"\",\"\",F590)","v":""},"＋",{"$f":"IF(F575=\"\",\"\",F575)","v":""}]
[null,null,null,null,"=",{"$f":"IF(末端区間!$C$43=\"\",\"\",末端区間!$C$43)","v":""},"ｍ"]
[]
[null,"34．区　間",null,{"$f":"IF(末端区間!$G$44=\"\",\"\",末端区間!$G$44)","v":""}]
[null,null,"① 仮定口径",null,"=",{"$f":"IF(末端区間!$I$44=\"\",\"\",末端区間!$I$44)","v":""},"ｍｍ"]
[null,null,"② 管延長",null,"=",{"$f":"IF(末端区間!$J$44=\"\",\"\",末端区間!$J$44)","v":""},"ｍ"]
[null,null,"③ 直管換算長",null,"=",{"$f":"IF(末端区間!$AW$44=\"\",\"\",末端区間!$AW$44)","v":""},"ｍ"]
[null,null,"④ 流量",null,"=",{"$f":"IF(末端区間!$H$44=\"\",\"\",末端区間!$H$44)","v":""},"Ｌ/sec"]
[null,null,"⑤ 動水勾配",null,"=",{"$f":"IF(末端区間!$AE$44=\"\",\"\",末端区間!$AE$44)","v":""},"‰",{"$f":"IF(末端区間!$AD$44=\"\",\"\",IF(末端区間!$AD$44=\"W\",\"（ウエストン公式より）\",\"（Ｈ．ウィリアムス公式より）\"))","v":""}]
[null,null,"⑥ 損失水頭",null,"=","⑤×(②＋③)×安全率"]
[null,null,null,null,"=",{"$f":"IF(F600=\"\",\"\",F600/1000)","v":""},"× (",{"$f":"IF(F597=\"\",\"\",F597)","v":""},"＋",{"$f":"IF(F598=\"\",\"\",F598)","v":""},") ×",{"$f":"IF(末端区間!$AG$10=\"\",\"\",末端区間!$AG$10)","v":1.1000000000000001}]
[null,null,null,null,"=",{"$f":"IF(末端区間!$AG$44=\"\",\"\",末端区間!$AG$44)","v":""},"ｍ"]
[null,null,"⑦ 立上り",null,"=",{"$f":"IF(末端区間!$K$44=\"\",0,ROUND(末端区間!$K$44,2))","v":0},"ｍ"]
[null,null,"⑧ 他損失水頭等",null,"=",{"$f":"IF(末端区間!$AA$44=\"\",0,ROUND(末端区間!$AA$44,2))","v":0},"ｍ",{"$f":"IF(末端区間!$AB$44=\"\",\"\",\"（\"&末端区間!$AB$44&\"）\")","v":""}]
[null,null,"⑨ 区間所要水頭 m34",null,"=","⑥＋⑦＋⑧"]
[null,null,null,null,"=",{"$f":"IF(F603=\"\",\"\",F603)","v":""},"＋",{"$f":"IF(F604=\"\",\"\",F604)","v":0},"＋",{"$f":"IF(F605=\"\",\"\",F605)","v":0}]
[null,null,null,null,"=",{"$f":"IF(末端区間!$D$44=\"\",\"\",末端区間!$D$44)","v":""},"ｍ"]
[null,null,"⑩ 累計所要水頭 M34",null,"=","m34＋M33"]
[null,null,null,null,"=",{"$f":"IF(F608=\"\",\"\",F608)","v":""},"＋",{"$f":"IF(F593=\"\",\"\",F593)","v":""}]
[null,null,null,null,"=",{"$f":"IF(末端区間!$C$44=\"\",\"\",末端区間!$C$44)","v":""},"ｍ"]
[]
[null,"35．区　間",null,{"$f":"IF(末端区間!$G$45=\"\",\"\",末端区間!$G$45)","v":""}]
[null,null,"① 仮定口径",null,"=",{"$f":"IF(末端区間!$I$45=\"\",\"\",末端区間!$I$45)","v":""},"ｍｍ"]
[null,null,"② 管延長",null,"=",{"$f":"IF(末端区間!$J$45=\"\",\"\",末端区間!$J$45)","v":""},"ｍ"]
[null,null,"③ 直管換算長",null,"=",{"$f":"IF(末端区間!$AW$45=\"\",\"\",末端区間!$AW$45)","v":""},"ｍ"]
[null,null,"④ 流量",null,"=",{"$f":"IF(末端区間!$H$45=\"\",\"\",末端区間!$H$45)","v":""},"Ｌ/sec"]
[null,null,"⑤ 動水勾配",null,"=",{"$f":"IF(末端区間!$AE$45=\"\",\"\",末端区間!$AE$45)","v":""},"‰",{"$f":"IF(末端区間!$AD$45=\"\",\"\",IF(末端区間!$AD$45=\"W\",\"（ウエストン公式より）\",\"（Ｈ．ウィリアムス公式より）\"))","v":""}]
[null,null,"⑥ 損失水頭",null,"=","⑤×(②＋③)×安全率"]
[null,null,null,null,"=",{"$f":"IF(F618=\"\",\"\",F618/1000)","v":""},"× (",{"$f":"IF(F615=\"\",\"\",F615)","v":""},"＋",{"$f":"IF(F616=\"\",\"\",F616)","v":""},") ×",{"$f":"IF(末端区間!$AG$10=\"\",\"\",末端区間!$AG$10)","v":1.1000000000000001}]
[null,null,null,null,"=",{"$f":"IF(末端区間!$AG$45=\"\",\"\",末端区間!$AG$45)","v":""},"ｍ"]
[null,null,"⑦ 立上り",null,"=",{"$f":"IF(末端区間!$K$45=\"\",0,ROUND(末端区間!$K$45,2))","v":0},"ｍ"]
[null,null,"⑧ 他損失水頭等",null,"=",{"$f":"IF(末端区間!$AA$45=\"\",0,ROUND(末端区間!$AA$45,2))","v":0},"ｍ",{"$f":"IF(末端区間!$AB$45=\"\",\"\",\"（\"&末端区間!$AB$45&\"）\")","v":""}]
[null,null,"⑨ 区間所要水頭 m35",null,"=","⑥＋⑦＋⑧"]
[null,null,null,null,"=",{"$f":"IF(F621=\"\",\"\",F621)","v":""},"＋",{"$f":"IF(F622=\"\",\"\",F622)","v":0},"＋",{"$f":"IF(F623=\"\",\"\",F623)","v":0}]
[null,null,null,null,"=",{"$f":"IF(末端区間!$D$45=\"\",\"\",末端区間!$D$45)","v":""},"ｍ"]
[null,null,"⑩ 累計所要水頭 M35",null,"=","m35＋M34"]
[null,null,null,null,"=",{"$f":"IF(F626=\"\",\"\",F626)","v":""},"＋",{"$f":"IF(F611=\"\",\"\",F611)","v":""}]
[null,null,null,null,"=",{"$f":"IF(末端区間!$C$45=\"\",\"\",末端区間!$C$45)","v":""},"ｍ"]
[]
[null,"36．区　間",null,{"$f":"IF(末端区間!$G$46=\"\",\"\",末端区間!$G$46)","v":""}]
[null,null,"① 仮定口径",null,"=",{"$f":"IF(末端区間!$I$46=\"\",\"\",末端区間!$I$46)","v":""},"ｍｍ"]
[null,null,"② 管延長",null,"=",{"$f":"IF(末端区間!$J$46=\"\",\"\",末端区間!$J$46)","v":""},"ｍ"]
[null,null,"③ 直管換算長",null,"=",{"$f":"IF(末端区間!$AW$46=\"\",\"\",末端区間!$AW$46)","v":""},"ｍ"]
[null,null,"④ 流量",null,"=",{"$f":"IF(末端区間!$H$46=\"\",\"\",末端区間!$H$46)","v":""},"Ｌ/sec"]
[null,null,"⑤ 動水勾配",null,"=",{"$f":"IF(末端区間!$AE$46=\"\",\"\",末端区間!$AE$46)","v":""},"‰",{"$f":"IF(末端区間!$AD$46=\"\",\"\",IF(末端区間!$AD$46=\"W\",\"（ウエストン公式より）\",\"（Ｈ．ウィリアムス公式より）\"))","v":""}]
[null,null,"⑥ 損失水頭",null,"=","⑤×(②＋③)×安全率"]
[null,null,null,null,"=",{"$f":"IF(F636=\"\",\"\",F636/1000)","v":""},"× (",{"$f":"IF(F633=\"\",\"\",F633)","v":""},"＋",{"$f":"IF(F634=\"\",\"\",F634)","v":""},") ×",{"$f":"IF(末端区間!$AG$10=\"\",\"\",末端区間!$AG$10)","v":1.1000000000000001}]
[null,null,null,null,"=",{"$f":"IF(末端区間!$AG$46=\"\",\"\",末端区間!$AG$46)","v":""},"ｍ"]
[null,null,"⑦ 立上り",null,"=",{"$f":"IF(末端区間!$K$46=\"\",0,ROUND(末端区間!$K$46,2))","v":0},"ｍ"]
[null,null,"⑧ 他損失水頭等",null,"=",{"$f":"IF(末端区間!$AA$46=\"\",0,ROUND(末端区間!$AA$46,2))","v":0},"ｍ",{"$f":"IF(末端区間!$AB$46=\"\",\"\",\"（\"&末端区間!$AB$46&\"）\")","v":""}]
[null,null,"⑨ 区間所要水頭 m36",null,"=","⑥＋⑦＋⑧"]
[null,null,null,null,"=",{"$f":"IF(F639=\"\",\"\",F639)","v":""},"＋",{"$f":"IF(F640=\"\",\"\",F640)","v":0},"＋",{"$f":"IF(F641=\"\",\"\",F641)","v":0}]
[null,null,null,null,"=",{"$f":"IF(末端区間!$D$46=\"\",\"\",末端区間!$D$46)","v":""},"ｍ"]
[null,null,"⑩ 累計所要水頭 M36",null,"=","m36＋M35"]
[null,null,null,null,"=",{"$f":"IF(F644=\"\",\"\",F644)","v":""},"＋",{"$f":"IF(F629=\"\",\"\",F629)","v":""}]
[null,null,null,null,"=",{"$f":"IF(末端区間!$C$46=\"\",\"\",末端区間!$C$46)","v":""},"ｍ"]
[]
[null,"37．区　間",null,{"$f":"IF(末端区間!$G$47=\"\",\"\",末端区間!$G$47)","v":""}]
[null,null,"① 仮定口径",null,"=",{"$f":"IF(末端区間!$I$47=\"\",\"\",末端区間!$I$47)","v":""},"ｍｍ"]
[null,null,"② 管延長",null,"=",{"$f":"IF(末端区間!$J$47=\"\",\"\",末端区間!$J$47)","v":""},"ｍ"]
[null,null,"③ 直管換算長",null,"=",{"$f":"IF(末端区間!$AW$47=\"\",\"\",末端区間!$AW$47)","v":""},"ｍ"]
[null,null,"④ 流量",null,"=",{"$f":"IF(末端区間!$H$47=\"\",\"\",末端区間!$H$47)","v":""},"Ｌ/sec"]
[null,null,"⑤ 動水勾配",null,"=",{"$f":"IF(末端区間!$AE$47=\"\",\"\",末端区間!$AE$47)","v":""},"‰",{"$f":"IF(末端区間!$AD$47=\"\",\"\",IF(末端区間!$AD$47=\"W\",\"（ウエストン公式より）\",\"（Ｈ．ウィリアムス公式より）\"))","v":""}]
[null,null,"⑥ 損失水頭",null,"=","⑤×(②＋③)×安全率"]
[null,null,null,null,"=",{"$f":"IF(F654=\"\",\"\",F654/1000)","v":""},"× (",{"$f":"IF(F651=\"\",\"\",F651)","v":""},"＋",{"$f":"IF(F652=\"\",\"\",F652)","v":""},") ×",{"$f":"IF(末端区間!$AG$10=\"\",\"\",末端区間!$AG$10)","v":1.1000000000000001}]
[null,null,null,null,"=",{"$f":"IF(末端区間!$AG$47=\"\",\"\",末端区間!$AG$47)","v":""},"ｍ"]
[null,null,"⑦ 立上り",null,"=",{"$f":"IF(末端区間!$K$47=\"\",0,ROUND(末端区間!$K$47,2))","v":0},"ｍ"]
[null,null,"⑧ 他損失水頭等",null,"=",{"$f":"IF(末端区間!$AA$47=\"\",0,ROUND(末端区間!$AA$47,2))","v":0},"ｍ",{"$f":"IF(末端区間!$AB$47=\"\",\"\",\"（\"&末端区間!$AB$47&\"）\")","v":""}]
[null,null,"⑨ 区間所要水頭 m37",null,"=","⑥＋⑦＋⑧"]
[null,null,null,null,"=",{"$f":"IF(F657=\"\",\"\",F657)","v":""},"＋",{"$f":"IF(F658=\"\",\"\",F658)","v":0},"＋",{"$f":"IF(F659=\"\",\"\",F659)","v":0}]
[null,null,null,null,"=",{"$f":"IF(末端区間!$D$47=\"\",\"\",末端区間!$D$47)","v":""},"ｍ"]
[null,null,"⑩ 累計所要水頭 M37",null,"=","m37＋M36"]
[null,null,null,null,"=",{"$f":"IF(F662=\"\",\"\",F662)","v":""},"＋",{"$f":"IF(F647=\"\",\"\",F647)","v":""}]
[null,null,null,null,"=",{"$f":"IF(末端区間!$C$47=\"\",\"\",末端区間!$C$47)","v":""},"ｍ"]
[]
[null,"38．区　間",null,{"$f":"IF(末端区間!$G$48=\"\",\"\",末端区間!$G$48)","v":""}]
[null,null,"① 仮定口径",null,"=",{"$f":"IF(末端区間!$I$48=\"\",\"\",末端区間!$I$48)","v":""},"ｍｍ"]
[null,null,"② 管延長",null,"=",{"$f":"IF(末端区間!$J$48=\"\",\"\",末端区間!$J$48)","v":""},"ｍ"]
[null,null,"③ 直管換算長",null,"=",{"$f":"IF(末端区間!$AW$48=\"\",\"\",末端区間!$AW$48)","v":""},"ｍ"]
[null,null,"④ 流量",null,"=",{"$f":"IF(末端区間!$H$48=\"\",\"\",末端区間!$H$48)","v":""},"Ｌ/sec"]
[null,null,"⑤ 動水勾配",null,"=",{"$f":"IF(末端区間!$AE$48=\"\",\"\",末端区間!$AE$48)","v":""},"‰",{"$f":"IF(末端区間!$AD$48=\"\",\"\",IF(末端区間!$AD$48=\"W\",\"（ウエストン公式より）\",\"（Ｈ．ウィリアムス公式より）\"))","v":""}]
[null,null,"⑥ 損失水頭",null,"=","⑤×(②＋③)×安全率"]
[null,null,null,null,"=",{"$f":"IF(F672=\"\",\"\",F672/1000)","v":""},"× (",{"$f":"IF(F669=\"\",\"\",F669)","v":""},"＋",{"$f":"IF(F670=\"\",\"\",F670)","v":""},") ×",{"$f":"IF(末端区間!$AG$10=\"\",\"\",末端区間!$AG$10)","v":1.1000000000000001}]
[null,null,null,null,"=",{"$f":"IF(末端区間!$AG$48=\"\",\"\",末端区間!$AG$48)","v":""},"ｍ"]
[null,null,"⑦ 立上り",null,"=",{"$f":"IF(末端区間!$K$48=\"\",0,ROUND(末端区間!$K$48,2))","v":0},"ｍ"]
[null,null,"⑧ 他損失水頭等",null,"=",{"$f":"IF(末端区間!$AA$48=\"\",0,ROUND(末端区間!$AA$48,2))","v":0},"ｍ",{"$f":"IF(末端区間!$AB$48=\"\",\"\",\"（\"&末端区間!$AB$48&\"）\")","v":""}]
[null,null,"⑨ 区間所要水頭 m38",null,"=","⑥＋⑦＋⑧"]
[null,null,null,null,"=",{"$f":"IF(F675=\"\",\"\",F675)","v":""},"＋",{"$f":"IF(F676=\"\",\"\",F676)","v":0},"＋",{"$f":"IF(F677=\"\",\"\",F677)","v":0}]
[null,null,null,null,"=",{"$f":"IF(末端区間!$D$48=\"\",\"\",末端区間!$D$48)","v":""},"ｍ"]
[null,null,"⑩ 累計所要水頭 M38",null,"=","m38＋M37"]
[null,null,null,null,"=",{"$f":"IF(F680=\"\",\"\",F680)","v":""},"＋",{"$f":"IF(F665=\"\",\"\",F665)","v":""}]
[null,null,null,null,"=",{"$f":"IF(末端区間!$C$48=\"\",\"\",末端区間!$C$48)","v":""},"ｍ"]
[]
[null,"39．区　間",null,{"$f":"IF(末端区間!$G$49=\"\",\"\",末端区間!$G$49)","v":""}]
[null,null,"① 仮定口径",null,"=",{"$f":"IF(末端区間!$I$49=\"\",\"\",末端区間!$I$49)","v":""},"ｍｍ"]
[null,null,"② 管延長",null,"=",{"$f":"IF(末端区間!$J$49=\"\",\"\",末端区間!$J$49)","v":""},"ｍ"]
[null,null,"③ 直管換算長",null,"=",{"$f":"IF(末端区間!$AW$49=\"\",\"\",末端区間!$AW$49)","v":""},"ｍ"]
[null,null,"④ 流量",null,"=",{"$f":"IF(末端区間!$H$49=\"\",\"\",末端区間!$H$49)","v":""},"Ｌ/sec"]
[null,null,"⑤ 動水勾配",null,"=",{"$f":"IF(末端区間!$AE$49=\"\",\"\",末端区間!$AE$49)","v":""},"‰",{"$f":"IF(末端区間!$AD$49=\"\",\"\",IF(末端区間!$AD$49=\"W\",\"（ウエストン公式より）\",\"（Ｈ．ウィリアムス公式より）\"))","v":""}]
[null,null,"⑥ 損失水頭",null,"=","⑤×(②＋③)×安全率"]
[null,null,null,null,"=",{"$f":"IF(F690=\"\",\"\",F690/1000)","v":""},"× (",{"$f":"IF(F687=\"\",\"\",F687)","v":""},"＋",{"$f":"IF(F688=\"\",\"\",F688)","v":""},") ×",{"$f":"IF(末端区間!$AG$10=\"\",\"\",末端区間!$AG$10)","v":1.1000000000000001}]
[null,null,null,null,"=",{"$f":"IF(末端区間!$AG$49=\"\",\"\",末端区間!$AG$49)","v":""},"ｍ"]
[null,null,"⑦ 立上り",null,"=",{"$f":"IF(末端区間!$K$49=\"\",0,ROUND(末端区間!$K$49,2))","v":0},"ｍ"]
[null,null,"⑧ 他損失水頭等",null,"=",{"$f":"IF(末端区間!$AA$49=\"\",0,ROUND(末端区間!$AA$49,2))","v":0},"ｍ",{"$f":"IF(末端区間!$AB$49=\"\",\"\",\"（\"&末端区間!$AB$49&\"）\")","v":""}]
[null,null,"⑨ 区間所要水頭 m39",null,"=","⑥＋⑦＋⑧"]
[null,null,null,null,"=",{"$f":"IF(F693=\"\",\"\",F693)","v":""},"＋",{"$f":"IF(F694=\"\",\"\",F694)","v":0},"＋",{"$f":"IF(F695=\"\",\"\",F695)","v":0}]
[null,null,null,null,"=",{"$f":"IF(末端区間!$D$49=\"\",\"\",末端区間!$D$49)","v":""},"ｍ"]
[null,null,"⑩ 累計所要水頭 M39",null,"=","m39＋M38"]
[null,null,null,null,"=",{"$f":"IF(F698=\"\",\"\",F698)","v":""},"＋",{"$f":"IF(F683=\"\",\"\",F683)","v":""}]
[null,null,null,null,"=",{"$f":"IF(末端区間!$C$49=\"\",\"\",末端区間!$C$49)","v":""},"ｍ"]
[]
[null,"40．区　間",null,{"$f":"IF(末端区間!$G$50=\"\",\"\",末端区間!$G$50)","v":""}]
[null,null,"① 仮定口径",null,"=",{"$f":"IF(末端区間!$I$50=\"\",\"\",末端区間!$I$50)","v":""},"ｍｍ"]
[null,null,"② 管延長",null,"=",{"$f":"IF(末端区間!$J$50=\"\",\"\",末端区間!$J$50)","v":""},"ｍ"]
[null,null,"③ 直管換算長",null,"=",{"$f":"IF(末端区間!$AW$50=\"\",\"\",末端区間!$AW$50)","v":""},"ｍ"]
[null,null,"④ 流量",null,"=",{"$f":"IF(末端区間!$H$50=\"\",\"\",末端区間!$H$50)","v":""},"Ｌ/sec"]
[null,null,"⑤ 動水勾配",null,"=",{"$f":"IF(末端区間!$AE$50=\"\",\"\",末端区間!$AE$50)","v":""},"‰",{"$f":"IF(末端区間!$AD$50=\"\",\"\",IF(末端区間!$AD$50=\"W\",\"（ウエストン公式より）\",\"（Ｈ．ウィリアムス公式より）\"))","v":""}]
[null,null,"⑥ 損失水頭",null,"=","⑤×(②＋③)×安全率"]
[null,null,null,null,"=",{"$f":"IF(F708=\"\",\"\",F708/1000)","v":""},"× (",{"$f":"IF(F705=\"\",\"\",F705)","v":""},"＋",{"$f":"IF(F706=\"\",\"\",F706)","v":""},") ×",{"$f":"IF(末端区間!$AG$10=\"\",\"\",末端区間!$AG$10)","v":1.1000000000000001}]
[null,null,null,null,"=",{"$f":"IF(末端区間!$AG$50=\"\",\"\",末端区間!$AG$50)","v":""},"ｍ"]
[null,null,"⑦ 立上り",null,"=",{"$f":"IF(末端区間!$K$50=\"\",0,ROUND(末端区間!$K$50,2))","v":0},"ｍ"]
[null,null,"⑧ 他損失水頭等",null,"=",{"$f":"IF(末端区間!$AA$50=\"\",0,ROUND(末端区間!$AA$50,2))","v":0},"ｍ",{"$f":"IF(末端区間!$AB$50=\"\",\"\",\"（\"&末端区間!$AB$50&\"）\")","v":""}]
[null,null,"⑨ 区間所要水頭 m40",null,"=","⑥＋⑦＋⑧"]
[null,null,null,null,"=",{"$f":"IF(F711=\"\",\"\",F711)","v":""},"＋",{"$f":"IF(F712=\"\",\"\",F712)","v":0},"＋",{"$f":"IF(F713=\"\",\"\",F713)","v":0}]
[null,null,null,null,"=",{"$f":"IF(末端区間!$D$50=\"\",\"\",末端区間!$D$50)","v":""},"ｍ"]
[null,null,"⑩ 累計所要水頭 M40",null,"=","m40＋M39"]
[null,null,null,null,"=",{"$f":"IF(F716=\"\",\"\",F716)","v":""},"＋",{"$f":"IF(F701=\"\",\"\",F701)","v":""}]
[null,null,null,null,"=",{"$f":"IF(末端区間!$C$50=\"\",\"\",末端区間!$C$50)","v":""},"ｍ"]
[]
[null,"41．区　間",null,{"$f":"IF(末端区間!$G$51=\"\",\"\",末端区間!$G$51)","v":""}]
[null,null,"① 仮定口径",null,"=",{"$f":"IF(末端区間!$I$51=\"\",\"\",末端区間!$I$51)","v":""},"ｍｍ"]
[null,null,"② 管延長",null,"=",{"$f":"IF(末端区間!$J$51=\"\",\"\",末端区間!$J$51)","v":""},"ｍ"]
[null,null,"③ 直管換算長",null,"=",{"$f":"IF(末端区間!$AW$51=\"\",\"\",末端区間!$AW$51)","v":""},"ｍ"]
[null,null,"④ 流量",null,"=",{"$f":"IF(末端区間!$H$51=\"\",\"\",末端区間!$H$51)","v":""},"Ｌ/sec"]
[null,null,"⑤ 動水勾配",null,"=",{"$f":"IF(末端区間!$AE$51=\"\",\"\",末端区間!$AE$51)","v":""},"‰",{"$f":"IF(末端区間!$AD$51=\"\",\"\",IF(末端区間!$AD$51=\"W\",\"（ウエストン公式より）\",\"（Ｈ．ウィリアムス公式より）\"))","v":""}]
[null,null,"⑥ 損失水頭",null,"=","⑤×(②＋③)×安全率"]
[null,null,null,null,"=",{"$f":"IF(F726=\"\",\"\",F726/1000)","v":""},"× (",{"$f":"IF(F723=\"\",\"\",F723)","v":""},"＋",{"$f":"IF(F724=\"\",\"\",F724)","v":""},") ×",{"$f":"IF(末端区間!$AG$10=\"\",\"\",末端区間!$AG$10)","v":1.1000000000000001}]
[null,null,null,null,"=",{"$f":"IF(末端区間!$AG$51=\"\",\"\",末端区間!$AG$51)","v":""},"ｍ"]
[null,null,"⑦ 立上り",null,"=",{"$f":"IF(末端区間!$K$51=\"\",0,ROUND(末端区間!$K$51,2))","v":0},"ｍ"]
[null,null,"⑧ 他損失水頭等",null,"=",{"$f":"IF(末端区間!$AA$51=\"\",0,ROUND(末端区間!$AA$51,2))","v":0},"ｍ",{"$f":"IF(末端区間!$AB$51=\"\",\"\",\"（\"&末端区間!$AB$51&\"）\")","v":""}]
[null,null,"⑨ 区間所要水頭 m41",null,"=","⑥＋⑦＋⑧"]
[null,null,null,null,"=",{"$f":"IF(F729=\"\",\"\",F729)","v":""},"＋",{"$f":"IF(F730=\"\",\"\",F730)","v":0},"＋",{"$f":"IF(F731=\"\",\"\",F731)","v":0}]
[null,null,null,null,"=",{"$f":"IF(末端区間!$D$51=\"\",\"\",末端区間!$D$51)","v":""},"ｍ"]
[null,null,"⑩ 累計所要水頭 M41",null,"=","m41＋M40"]
[null,null,null,null,"=",{"$f":"IF(F734=\"\",\"\",F734)","v":""},"＋",{"$f":"IF(F719=\"\",\"\",F719)","v":""}]
[null,null,null,null,"=",{"$f":"IF(末端区間!$C$51=\"\",\"\",末端区間!$C$51)","v":""},"ｍ"]
[]
[null,"42．区　間",null,{"$f":"IF(末端区間!$G$52=\"\",\"\",末端区間!$G$52)","v":""}]
[null,null,"① 仮定口径",null,"=",{"$f":"IF(末端区間!$I$52=\"\",\"\",末端区間!$I$52)","v":""},"ｍｍ"]
[null,null,"② 管延長",null,"=",{"$f":"IF(末端区間!$J$52=\"\",\"\",末端区間!$J$52)","v":""},"ｍ"]
[null,null,"③ 直管換算長",null,"=",{"$f":"IF(末端区間!$AW$52=\"\",\"\",末端区間!$AW$52)","v":""},"ｍ"]
[null,null,"④ 流量",null,"=",{"$f":"IF(末端区間!$H$52=\"\",\"\",末端区間!$H$52)","v":""},"Ｌ/sec"]
[null,null,"⑤ 動水勾配",null,"=",{"$f":"IF(末端区間!$AE$52=\"\",\"\",末端区間!$AE$52)","v":""},"‰",{"$f":"IF(末端区間!$AD$52=\"\",\"\",IF(末端区間!$AD$52=\"W\",\"（ウエストン公式より）\",\"（Ｈ．ウィリアムス公式より）\"))","v":""}]
[null,null,"⑥ 損失水頭",null,"=","⑤×(②＋③)×安全率"]
[null,null,null,null,"=",{"$f":"IF(F744=\"\",\"\",F744/1000)","v":""},"× (",{"$f":"IF(F741=\"\",\"\",F741)","v":""},"＋",{"$f":"IF(F742=\"\",\"\",F742)","v":""},") ×",{"$f":"IF(末端区間!$AG$10=\"\",\"\",末端区間!$AG$10)","v":1.1000000000000001}]
[null,null,null,null,"=",{"$f":"IF(末端区間!$AG$52=\"\",\"\",末端区間!$AG$52)","v":""},"ｍ"]
[null,null,"⑦ 立上り",null,"=",{"$f":"IF(末端区間!$K$52=\"\",0,ROUND(末端区間!$K$52,2))","v":0},"ｍ"]
[null,null,"⑧ 他損失水頭等",null,"=",{"$f":"IF(末端区間!$AA$52=\"\",0,ROUND(末端区間!$AA$52,2))","v":0},"ｍ",{"$f":"IF(末端区間!$AB$52=\"\",\"\",\"（\"&末端区間!$AB$52&\"）\")","v":""}]
[null,null,"⑨ 区間所要水頭 m42",null,"=","⑥＋⑦＋⑧"]
[null,null,null,null,"=",{"$f":"IF(F747=\"\",\"\",F747)","v":""},"＋",{"$f":"IF(F748=\"\",\"\",F748)","v":0},"＋",{"$f":"IF(F749=\"\",\"\",F749)","v":0}]
[null,null,null,null,"=",{"$f":"IF(末端区間!$D$52=\"\",\"\",末端区間!$D$52)","v":""},"ｍ"]
[null,null,"⑩ 累計所要水頭 M42",null,"=","m42＋M41"]
[null,null,null,null,"=",{"$f":"IF(F752=\"\",\"\",F752)","v":""},"＋",{"$f":"IF(F737=\"\",\"\",F737)","v":""}]
[null,null,null,null,"=",{"$f":"IF(末端区間!$C$52=\"\",\"\",末端区間!$C$52)","v":""},"ｍ"]
[]
[null,"43．区　間",null,{"$f":"IF(末端区間!$G$53=\"\",\"\",末端区間!$G$53)","v":""}]
[null,null,"① 仮定口径",null,"=",{"$f":"IF(末端区間!$I$53=\"\",\"\",末端区間!$I$53)","v":""},"ｍｍ"]
[null,null,"② 管延長",null,"=",{"$f":"IF(末端区間!$J$53=\"\",\"\",末端区間!$J$53)","v":""},"ｍ"]
[null,null,"③ 直管換算長",null,"=",{"$f":"IF(末端区間!$AW$53=\"\",\"\",末端区間!$AW$53)","v":""},"ｍ"]
[null,null,"④ 流量",null,"=",{"$f":"IF(末端区間!$H$53=\"\",\"\",末端区間!$H$53)","v":""},"Ｌ/sec"]
[null,null,"⑤ 動水勾配",null,"=",{"$f":"IF(末端区間!$AE$53=\"\",\"\",末端区間!$AE$53)","v":""},"‰",{"$f":"IF(末端区間!$AD$53=\"\",\"\",IF(末端区間!$AD$53=\"W\",\"（ウエストン公式より）\",\"（Ｈ．ウィリアムス公式より）\"))","v":""}]
[null,null,"⑥ 損失水頭",null,"=","⑤×(②＋③)×安全率"]
[null,null,null,null,"=",{"$f":"IF(F762=\"\",\"\",F762/1000)","v":""},"× (",{"$f":"IF(F759=\"\",\"\",F759)","v":""},"＋",{"$f":"IF(F760=\"\",\"\",F760)","v":""},") ×",{"$f":"IF(末端区間!$AG$10=\"\",\"\",末端区間!$AG$10)","v":1.1000000000000001}]
[null,null,null,null,"=",{"$f":"IF(末端区間!$AG$53=\"\",\"\",末端区間!$AG$53)","v":""},"ｍ"]
[null,null,"⑦ 立上り",null,"=",{"$f":"IF(末端区間!$K$53=\"\",0,ROUND(末端区間!$K$53,2))","v":0},"ｍ"]
[null,null,"⑧ 他損失水頭等",null,"=",{"$f":"IF(末端区間!$AA$53=\"\",0,ROUND(末端区間!$AA$53,2))","v":0},"ｍ",{"$f":"IF(末端区間!$AB$53=\"\",\"\",\"（\"&末端区間!$AB$53&\"）\")","v":""}]
[null,null,"⑨ 区間所要水頭 m43",null,"=","⑥＋⑦＋⑧"]
[null,null,null,null,"=",{"$f":"IF(F765=\"\",\"\",F765)","v":""},"＋",{"$f":"IF(F766=\"\",\"\",F766)","v":0},"＋",{"$f":"IF(F767=\"\",\"\",F767)","v":0}]
[null,null,null,null,"=",{"$f":"IF(末端区間!$D$53=\"\",\"\",末端区間!$D$53)","v":""},"ｍ"]
[null,null,"⑩ 累計所要水頭 M43",null,"=","m43＋M42"]
[null,null,null,null,"=",{"$f":"IF(F770=\"\",\"\",F770)","v":""},"＋",{"$f":"IF(F755=\"\",\"\",F755)","v":""}]
[null,null,null,null,"=",{"$f":"IF(末端区間!$C$53=\"\",\"\",末端区間!$C$53)","v":""},"ｍ"]
[]
[null,"44．区　間",null,{"$f":"IF(末端区間!$G$54=\"\",\"\",末端区間!$G$54)","v":""}]
[null,null,"① 仮定口径",null,"=",{"$f":"IF(末端区間!$I$54=\"\",\"\",末端区間!$I$54)","v":""},"ｍｍ"]
[null,null,"② 管延長",null,"=",{"$f":"IF(末端区間!$J$54=\"\",\"\",末端区間!$J$54)","v":""},"ｍ"]
[null,null,"③ 直管換算長",null,"=",{"$f":"IF(末端区間!$AW$54=\"\",\"\",末端区間!$AW$54)","v":""},"ｍ"]
[null,null,"④ 流量",null,"=",{"$f":"IF(末端区間!$H$54=\"\",\"\",末端区間!$H$54)","v":""},"Ｌ/sec"]
[null,null,"⑤ 動水勾配",null,"=",{"$f":"IF(末端区間!$AE$54=\"\",\"\",末端区間!$AE$54)","v":""},"‰",{"$f":"IF(末端区間!$AD$54=\"\",\"\",IF(末端区間!$AD$54=\"W\",\"（ウエストン公式より）\",\"（Ｈ．ウィリアムス公式より）\"))","v":""}]
[null,null,"⑥ 損失水頭",null,"=","⑤×(②＋③)×安全率"]
[null,null,null,null,"=",{"$f":"IF(F780=\"\",\"\",F780/1000)","v":""},"× (",{"$f":"IF(F777=\"\",\"\",F777)","v":""},"＋",{"$f":"IF(F778=\"\",\"\",F778)","v":""},") ×",{"$f":"IF(末端区間!$AG$10=\"\",\"\",末端区間!$AG$10)","v":1.1000000000000001}]
[null,null,null,null,"=",{"$f":"IF(末端区間!$AG$54=\"\",\"\",末端区間!$AG$54)","v":""},"ｍ"]
[null,null,"⑦ 立上り",null,"=",{"$f":"IF(末端区間!$K$54=\"\",0,ROUND(末端区間!$K$54,2))","v":0},"ｍ"]
[null,null,"⑧ 他損失水頭等",null,"=",{"$f":"IF(末端区間!$AA$54=\"\",0,ROUND(末端区間!$AA$54,2))","v":0},"ｍ",{"$f":"IF(末端区間!$AB$54=\"\",\"\",\"（\"&末端区間!$AB$54&\"）\")","v":""}]
[null,null,"⑨ 区間所要水頭 m44",null,"=","⑥＋⑦＋⑧"]
[null,null,null,null,"=",{"$f":"IF(F783=\"\",\"\",F783)","v":""},"＋",{"$f":"IF(F784=\"\",\"\",F784)","v":0},"＋",{"$f":"IF(F785=\"\",\"\",F785)","v":0}]
[null,null,null,null,"=",{"$f":"IF(末端区間!$D$54=\"\",\"\",末端区間!$D$54)","v":""},"ｍ"]
[null,null,"⑩ 累計所要水頭 M44",null,"=","m44＋M43"]
[null,null,null,null,"=",{"$f":"IF(F788=\"\",\"\",F788)","v":""},"＋",{"$f":"IF(F773=\"\",\"\",F773)","v":""}]
[null,null,null,null,"=",{"$f":"IF(末端区間!$C$54=\"\",\"\",末端区間!$C$54)","v":""},"ｍ"]
[]
[null,"45．区　間",null,{"$f":"IF(末端区間!$G$55=\"\",\"\",末端区間!$G$55)","v":""}]
[null,null,"① 仮定口径",null,"=",{"$f":"IF(末端区間!$I$55=\"\",\"\",末端区間!$I$55)","v":""},"ｍｍ"]
[null,null,"② 管延長",null,"=",{"$f":"IF(末端区間!$J$55=\"\",\"\",末端区間!$J$55)","v":""},"ｍ"]
[null,null,"③ 直管換算長",null,"=",{"$f":"IF(末端区間!$AW$55=\"\",\"\",末端区間!$AW$55)","v":""},"ｍ"]
[null,null,"④ 流量",null,"=",{"$f":"IF(末端区間!$H$55=\"\",\"\",末端区間!$H$55)","v":""},"Ｌ/sec"]
[null,null,"⑤ 動水勾配",null,"=",{"$f":"IF(末端区間!$AE$55=\"\",\"\",末端区間!$AE$55)","v":""},"‰",{"$f":"IF(末端区間!$AD$55=\"\",\"\",IF(末端区間!$AD$55=\"W\",\"（ウエストン公式より）\",\"（Ｈ．ウィリアムス公式より）\"))","v":""}]
[null,null,"⑥ 損失水頭",null,"=","⑤×(②＋③)×安全率"]
[null,null,null,null,"=",{"$f":"IF(F798=\"\",\"\",F798/1000)","v":""},"× (",{"$f":"IF(F795=\"\",\"\",F795)","v":""},"＋",{"$f":"IF(F796=\"\",\"\",F796)","v":""},") ×",{"$f":"IF(末端区間!$AG$10=\"\",\"\",末端区間!$AG$10)","v":1.1000000000000001}]
[null,null,null,null,"=",{"$f":"IF(末端区間!$AG$55=\"\",\"\",末端区間!$AG$55)","v":""},"ｍ"]
[null,null,"⑦ 立上り",null,"=",{"$f":"IF(末端区間!$K$55=\"\",0,ROUND(末端区間!$K$55,2))","v":0},"ｍ"]
[null,null,"⑧ 他損失水頭等",null,"=",{"$f":"IF(末端区間!$AA$55=\"\",0,ROUND(末端区間!$AA$55,2))","v":0},"ｍ",{"$f":"IF(末端区間!$AB$55=\"\",\"\",\"（\"&末端区間!$AB$55&\"）\")","v":""}]
[null,null,"⑨ 区間所要水頭 m45",null,"=","⑥＋⑦＋⑧"]
[null,null,null,null,"=",{"$f":"IF(F801=\"\",\"\",F801)","v":""},"＋",{"$f":"IF(F802=\"\",\"\",F802)","v":0},"＋",{"$f":"IF(F803=\"\",\"\",F803)","v":0}]
[null,null,null,null,"=",{"$f":"IF(末端区間!$D$55=\"\",\"\",末端区間!$D$55)","v":""},"ｍ"]
[null,null,"⑩ 累計所要水頭 M45",null,"=","m45＋M44"]
[null,null,null,null,"=",{"$f":"IF(F806=\"\",\"\",F806)","v":""},"＋",{"$f":"IF(F791=\"\",\"\",F791)","v":""}]
[null,null,null,null,"=",{"$f":"IF(末端区間!$C$55=\"\",\"\",末端区間!$C$55)","v":""},"ｍ"]
[]
[null,"46．区　間",null,{"$f":"IF(末端区間!$G$56=\"\",\"\",末端区間!$G$56)","v":""}]
[null,null,"① 仮定口径",null,"=",{"$f":"IF(末端区間!$I$56=\"\",\"\",末端区間!$I$56)","v":""},"ｍｍ"]
[null,null,"② 管延長",null,"=",{"$f":"IF(末端区間!$J$56=\"\",\"\",末端区間!$J$56)","v":""},"ｍ"]
[null,null,"③ 直管換算長",null,"=",{"$f":"IF(末端区間!$AW$56=\"\",\"\",末端区間!$AW$56)","v":""},"ｍ"]
[null,null,"④ 流量",null,"=",{"$f":"IF(末端区間!$H$56=\"\",\"\",末端区間!$H$56)","v":""},"Ｌ/sec"]
[null,null,"⑤ 動水勾配",null,"=",{"$f":"IF(末端区間!$AE$56=\"\",\"\",末端区間!$AE$56)","v":""},"‰",{"$f":"IF(末端区間!$AD$56=\"\",\"\",IF(末端区間!$AD$56=\"W\",\"（ウエストン公式より）\",\"（Ｈ．ウィリアムス公式より）\"))","v":""}]
[null,null,"⑥ 損失水頭",null,"=","⑤×(②＋③)×安全率"]
[null,null,null,null,"=",{"$f":"IF(F816=\"\",\"\",F816/1000)","v":""},"× (",{"$f":"IF(F813=\"\",\"\",F813)","v":""},"＋",{"$f":"IF(F814=\"\",\"\",F814)","v":""},") ×",{"$f":"IF(末端区間!$AG$10=\"\",\"\",末端区間!$AG$10)","v":1.1000000000000001}]
[null,null,null,null,"=",{"$f":"IF(末端区間!$AG$56=\"\",\"\",末端区間!$AG$56)","v":""},"ｍ"]
[null,null,"⑦ 立上り",null,"=",{"$f":"IF(末端区間!$K$56=\"\",0,ROUND(末端区間!$K$56,2))","v":0},"ｍ"]
[null,null,"⑧ 他損失水頭等",null,"=",{"$f":"IF(末端区間!$AA$56=\"\",0,ROUND(末端区間!$AA$56,2))","v":0},"ｍ",{"$f":"IF(末端区間!$AB$56=\"\",\"\",\"（\"&末端区間!$AB$56&\"）\")","v":""}]
[null,null,"⑨ 区間所要水頭 m46",null,"=","⑥＋⑦＋⑧"]
[null,null,null,null,"=",{"$f":"IF(F819=\"\",\"\",F819)","v":""},"＋",{"$f":"IF(F820=\"\",\"\",F820)","v":0},"＋",{"$f":"IF(F821=\"\",\"\",F821)","v":0}]
[null,null,null,null,"=",{"$f":"IF(末端区間!$D$56=\"\",\"\",末端区間!$D$56)","v":""},"ｍ"]
[null,null,"⑩ 累計所要水頭 M46",null,"=","m46＋M45"]
[null,null,null,null,"=",{"$f":"IF(F824=\"\",\"\",F824)","v":""},"＋",{"$f":"IF(F809=\"\",\"\",F809)","v":""}]
[null,null,null,null,"=",{"$f":"IF(末端区間!$C$56=\"\",\"\",末端区間!$C$56)","v":""},"ｍ"]
[]
[null,"47．区　間",null,{"$f":"IF(末端区間!$G$57=\"\",\"\",末端区間!$G$57)","v":""}]
[null,null,"① 仮定口径",null,"=",{"$f":"IF(末端区間!$I$57=\"\",\"\",末端区間!$I$57)","v":""},"ｍｍ"]
[null,null,"② 管延長",null,"=",{"$f":"IF(末端区間!$J$57=\"\",\"\",末端区間!$J$57)","v":""},"ｍ"]
[null,null,"③ 直管換算長",null,"=",{"$f":"IF(末端区間!$AW$57=\"\",\"\",末端区間!$AW$57)","v":""},"ｍ"]
[null,null,"④ 流量",null,"=",{"$f":"IF(末端区間!$H$57=\"\",\"\",末端区間!$H$57)","v":""},"Ｌ/sec"]
[null,null,"⑤ 動水勾配",null,"=",{"$f":"IF(末端区間!$AE$57=\"\",\"\",末端区間!$AE$57)","v":""},"‰",{"$f":"IF(末端区間!$AD$57=\"\",\"\",IF(末端区間!$AD$57=\"W\",\"（ウエストン公式より）\",\"（Ｈ．ウィリアムス公式より）\"))","v":""}]
[null,null,"⑥ 損失水頭",null,"=","⑤×(②＋③)×安全率"]
[null,null,null,null,"=",{"$f":"IF(F834=\"\",\"\",F834/1000)","v":""},"× (",{"$f":"IF(F831=\"\",\"\",F831)","v":""},"＋",{"$f":"IF(F832=\"\",\"\",F832)","v":""},") ×",{"$f":"IF(末端区間!$AG$10=\"\",\"\",末端区間!$AG$10)","v":1.1000000000000001}]
[null,null,null,null,"=",{"$f":"IF(末端区間!$AG$57=\"\",\"\",末端区間!$AG$57)","v":""},"ｍ"]
[null,null,"⑦ 立上り",null,"=",{"$f":"IF(末端区間!$K$57=\"\",0,ROUND(末端区間!$K$57,2))","v":0},"ｍ"]
[null,null,"⑧ 他損失水頭等",null,"=",{"$f":"IF(末端区間!$AA$57=\"\",0,ROUND(末端区間!$AA$57,2))","v":0},"ｍ",{"$f":"IF(末端区間!$AB$57=\"\",\"\",\"（\"&末端区間!$AB$57&\"）\")","v":""}]
[null,null,"⑨ 区間所要水頭 m47",null,"=","⑥＋⑦＋⑧"]
[null,null,null,null,"=",{"$f":"IF(F837=\"\",\"\",F837)","v":""},"＋",{"$f":"IF(F838=\"\",\"\",F838)","v":0},"＋",{"$f":"IF(F839=\"\",\"\",F839)","v":0}]
[null,null,null,null,"=",{"$f":"IF(末端区間!$D$57=\"\",\"\",末端区間!$D$57)","v":""},"ｍ"]
[null,null,"⑩ 累計所要水頭 M47",null,"=","m47＋M46"]
[null,null,null,null,"=",{"$f":"IF(F842=\"\",\"\",F842)","v":""},"＋",{"$f":"IF(F827=\"\",\"\",F827)","v":""}]
[null,null,null,null,"=",{"$f":"IF(末端区間!$C$57=\"\",\"\",末端区間!$C$57)","v":""},"ｍ"]
[]
[null,"48．区　間",null,{"$f":"IF(末端区間!$G$58=\"\",\"\",末端区間!$G$58)","v":""}]
[null,null,"① 仮定口径",null,"=",{"$f":"IF(末端区間!$I$58=\"\",\"\",末端区間!$I$58)","v":""},"ｍｍ"]
[null,null,"② 管延長",null,"=",{"$f":"IF(末端区間!$J$58=\"\",\"\",末端区間!$J$58)","v":""},"ｍ"]
[null,null,"③ 直管換算長",null,"=",{"$f":"IF(末端区間!$AW$58=\"\",\"\",末端区間!$AW$58)","v":""},"ｍ"]
[null,null,"④ 流量",null,"=",{"$f":"IF(末端区間!$H$58=\"\",\"\",末端区間!$H$58)","v":""},"Ｌ/sec"]
[null,null,"⑤ 動水勾配",null,"=",{"$f":"IF(末端区間!$AE$58=\"\",\"\",末端区間!$AE$58)","v":""},"‰",{"$f":"IF(末端区間!$AD$58=\"\",\"\",IF(末端区間!$AD$58=\"W\",\"（ウエストン公式より）\",\"（Ｈ．ウィリアムス公式より）\"))","v":""}]
[null,null,"⑥ 損失水頭",null,"=","⑤×(②＋③)×安全率"]
[null,null,null,null,"=",{"$f":"IF(F852=\"\",\"\",F852/1000)","v":""},"× (",{"$f":"IF(F849=\"\",\"\",F849)","v":""},"＋",{"$f":"IF(F850=\"\",\"\",F850)","v":""},") ×",{"$f":"IF(末端区間!$AG$10=\"\",\"\",末端区間!$AG$10)","v":1.1000000000000001}]
[null,null,null,null,"=",{"$f":"IF(末端区間!$AG$58=\"\",\"\",末端区間!$AG$58)","v":""},"ｍ"]
[null,null,"⑦ 立上り",null,"=",{"$f":"IF(末端区間!$K$58=\"\",0,ROUND(末端区間!$K$58,2))","v":0},"ｍ"]
[null,null,"⑧ 他損失水頭等",null,"=",{"$f":"IF(末端区間!$AA$58=\"\",0,ROUND(末端区間!$AA$58,2))","v":0},"ｍ",{"$f":"IF(末端区間!$AB$58=\"\",\"\",\"（\"&末端区間!$AB$58&\"）\")","v":""}]
[null,null,"⑨ 区間所要水頭 m48",null,"=","⑥＋⑦＋⑧"]
[null,null,null,null,"=",{"$f":"IF(F855=\"\",\"\",F855)","v":""},"＋",{"$f":"IF(F856=\"\",\"\",F856)","v":0},"＋",{"$f":"IF(F857=\"\",\"\",F857)","v":0}]
[null,null,null,null,"=",{"$f":"IF(末端区間!$D$58=\"\",\"\",末端区間!$D$58)","v":""},"ｍ"]
[null,null,"⑩ 累計所要水頭 M48",null,"=","m48＋M47"]
[null,null,null,null,"=",{"$f":"IF(F860=\"\",\"\",F860)","v":""},"＋",{"$f":"IF(F845=\"\",\"\",F845)","v":""}]
[null,null,null,null,"=",{"$f":"IF(末端区間!$C$58=\"\",\"\",末端区間!$C$58)","v":""},"ｍ"]
[]
[null,"49．区　間",null,{"$f":"IF(末端区間!$G$59=\"\",\"\",末端区間!$G$59)","v":""}]
[null,null,"① 仮定口径",null,"=",{"$f":"IF(末端区間!$I$59=\"\",\"\",末端区間!$I$59)","v":""},"ｍｍ"]
[null,null,"② 管延長",null,"=",{"$f":"IF(末端区間!$J$59=\"\",\"\",末端区間!$J$59)","v":""},"ｍ"]
[null,null,"③ 直管換算長",null,"=",{"$f":"IF(末端区間!$AW$59=\"\",\"\",末端区間!$AW$59)","v":""},"ｍ"]
[null,null,"④ 流量",null,"=",{"$f":"IF(末端区間!$H$59=\"\",\"\",末端区間!$H$59)","v":""},"Ｌ/sec"]
[null,null,"⑤ 動水勾配",null,"=",{"$f":"IF(末端区間!$AE$59=\"\",\"\",末端区間!$AE$59)","v":""},"‰",{"$f":"IF(末端区間!$AD$59=\"\",\"\",IF(末端区間!$AD$59=\"W\",\"（ウエストン公式より）\",\"（Ｈ．ウィリアムス公式より）\"))","v":""}]
[null,null,"⑥ 損失水頭",null,"=","⑤×(②＋③)×安全率"]
[null,null,null,null,"=",{"$f":"IF(F870=\"\",\"\",F870/1000)","v":""},"× (",{"$f":"IF(F867=\"\",\"\",F867)","v":""},"＋",{"$f":"IF(F868=\"\",\"\",F868)","v":""},") ×",{"$f":"IF(末端区間!$AG$10=\"\",\"\",末端区間!$AG$10)","v":1.1000000000000001}]
[null,null,null,null,"=",{"$f":"IF(末端区間!$AG$59=\"\",\"\",末端区間!$AG$59)","v":""},"ｍ"]
[null,null,"⑦ 立上り",null,"=",{"$f":"IF(末端区間!$K$59=\"\",0,ROUND(末端区間!$K$59,2))","v":0},"ｍ"]
[null,null,"⑧ 他損失水頭等",null,"=",{"$f":"IF(末端区間!$AA$59=\"\",0,ROUND(末端区間!$AA$59,2))","v":0},"ｍ",{"$f":"IF(末端区間!$AB$59=\"\",\"\",\"（\"&末端区間!$AB$59&\"）\")","v":""}]
[null,null,"⑨ 区間所要水頭 m49",null,"=","⑥＋⑦＋⑧"]
[null,null,null,null,"=",{"$f":"IF(F873=\"\",\"\",F873)","v":""},"＋",{"$f":"IF(F874=\"\",\"\",F874)","v":0},"＋",{"$f":"IF(F875=\"\",\"\",F875)","v":0}]
[null,null,null,null,"=",{"$f":"IF(末端区間!$D$59=\"\",\"\",末端区間!$D$59)","v":""},"ｍ"]
[null,null,"⑩ 累計所要水頭 M49",null,"=","m49＋M48"]
[null,null,null,null,"=",{"$f":"IF(F878=\"\",\"\",F878)","v":""},"＋",{"$f":"IF(F863=\"\",\"\",F863)","v":""}]
[null,null,null,null,"=",{"$f":"IF(末端区間!$C$59=\"\",\"\",末端区間!$C$59)","v":""},"ｍ"]
[]
[null,"50．区　間",null,{"$f":"IF(末端区間!$G$60=\"\",\"\",末端区間!$G$60)","v":""}]
[null,null,"① 仮定口径",null,"=",{"$f":"IF(末端区間!$I$60=\"\",\"\",末端区間!$I$60)","v":""},"ｍｍ"]
[null,null,"② 管延長",null,"=",{"$f":"IF(末端区間!$J$60=\"\",\"\",末端区間!$J$60)","v":""},"ｍ"]
[null,null,"③ 直管換算長",null,"=",{"$f":"IF(末端区間!$AW$60=\"\",\"\",末端区間!$AW$60)","v":""},"ｍ"]
[null,null,"④ 流量",null,"=",{"$f":"IF(末端区間!$H$60=\"\",\"\",末端区間!$H$60)","v":""},"Ｌ/sec"]
[null,null,"⑤ 動水勾配",null,"=",{"$f":"IF(末端区間!$AE$60=\"\",\"\",末端区間!$AE$60)","v":""},"‰",{"$f":"IF(末端区間!$AD$60=\"\",\"\",IF(末端区間!$AD$60=\"W\",\"（ウエストン公式より）\",\"（Ｈ．ウィリアムス公式より）\"))","v":""}]
[null,null,"⑥ 損失水頭",null,"=","⑤×(②＋③)×安全率"]
[null,null,null,null,"=",{"$f":"IF(F888=\"\",\"\",F888/1000)","v":""},"× (",{"$f":"IF(F885=\"\",\"\",F885)","v":""},"＋",{"$f":"IF(F886=\"\",\"\",F886)","v":""},") ×",{"$f":"IF(末端区間!$AG$10=\"\",\"\",末端区間!$AG$10)","v":1.1000000000000001}]
[null,null,null,null,"=",{"$f":"IF(末端区間!$AG$60=\"\",\"\",末端区間!$AG$60)","v":""},"ｍ"]
[null,null,"⑦ 立上り",null,"=",{"$f":"IF(末端区間!$K$60=\"\",0,ROUND(末端区間!$K$60,2))","v":0},"ｍ"]
[null,null,"⑧ 他損失水頭等",null,"=",{"$f":"IF(末端区間!$AA$60=\"\",0,ROUND(末端区間!$AA$60,2))","v":0},"ｍ",{"$f":"IF(末端区間!$AB$60=\"\",\"\",\"（\"&末端区間!$AB$60&\"）\")","v":""}]
[null,null,"⑨ 区間所要水頭 m50",null,"=","⑥＋⑦＋⑧"]
[null,null,null,null,"=",{"$f":"IF(F891=\"\",\"\",F891)","v":""},"＋",{"$f":"IF(F892=\"\",\"\",F892)","v":0},"＋",{"$f":"IF(F893=\"\",\"\",F893)","v":0}]
[null,null,null,null,"=",{"$f":"IF(末端区間!$D$60=\"\",\"\",末端区間!$D$60)","v":""},"ｍ"]
[null,null,"⑩ 累計所要水頭 M50",null,"=","m50＋M49"]
[null,null,null,null,"=",{"$f":"IF(F896=\"\",\"\",F896)","v":""},"＋",{"$f":"IF(F881=\"\",\"\",F881)","v":""}]
[null,null,null,null,"=",{"$f":"IF(末端区間!$C$60=\"\",\"\",末端区間!$C$60)","v":""},"ｍ"]

{"sheet":"3損失水頭計算表末端損失無","index":48,"n_rows":66,"n_cols":13,"rows_kept":66,"cut":false,"hidden":true,"merged":[[63,1,63,3],[2,1,3,1],[2,2,3,2],[29,1,29,3],[35,1,36,1],[35,2,36,2]]}
[null,{"$f":"IF(末端区間!$F$10<26,\"損失水頭計算表-末端世帯 \",\"損失水頭計算表-末端世帯 ( 1 / 2 )\")","v":"損失水頭計算表-末端世帯 "}]
[]
[null,"区間数","区間名","口径","管延長","直管\n換算長","管長計","流量","流速","動水勾配",{"$f":"IF(末端4!$B$15=\"設定する\",\"損失水頭\n（※1）\",\"損失水頭\")","v":"損失水頭\n（※1）"},"立上り","所要水頭"]
[null,null,null,"mm","m","m","m","L/sec","m/sec","‰","m","m","m"]
[null,{"$f":"IF(末端区間!F11=\"\",\"\",末端区間!F11)","v":1},{"$f":"IF(末端区間!G11=\"\",\"\",末端区間!G11)","v":"a-b"},{"$f":"IF(末端区間!I11=\"\",\"\",末端区間!I11)","v":13},{"$f":"IF(D5=\"\",\"\",末端区間!J11)","v":1.5},{"$f":"末端区間!AW11","v":3},{"$f":"IF(F5=\"\",\"\",E5+F5)","v":4.5},{"$f":"IF(末端区間!H11=\"\",\"\",末端区間!H11)","v":0.2},{"$f":"末端区間!E11","v":1.51},{"$f":"末端区間!AE11","v":229},{"$f":"末端区間!AG11","v":1.1299999999999999},{"$f":"IF(D5=\"\",\"\",ROUND(末端区間!K11,2))","v":0.8},{"$f":"IF(末端区間!$AA$8=\"この項目を水理計算書に記載する\",\"\",末端区間!D11)","v":1.93}]
[null,{"$f":"IF(末端区間!F12=\"\",\"\",末端区間!F12)","v":2},{"$f":"IF(末端区間!G12=\"\",\"\",末端区間!G12)","v":"b-c"},{"$f":"IF(末端区間!I12=\"\",\"\",末端区間!I12)","v":20},{"$f":"IF(D6=\"\",\"\",末端区間!J12)","v":1.5},{"$f":"末端区間!AW12","v":0},1.5,{"$f":"IF(末端区間!H12=\"\",\"\",末端区間!H12)","v":0.33},{"$f":"末端区間!E12","v":1.05},{"$f":"末端区間!AE12","v":78},{"$f":"末端区間!AG12","v":0.13},{"$f":"IF(D6=\"\",\"\",ROUND(末端区間!K12,2))","v":0},{"$f":"IF(末端区間!$AA$8=\"この項目を水理計算書に記載する\",\"\",末端区間!D12)","v":0.13}]
[null,{"$f":"IF(末端区間!F13=\"\",\"\",末端区間!F13)","v":3},{"$f":"IF(末端区間!G13=\"\",\"\",末端区間!G13)","v":"c-d"},{"$f":"IF(末端区間!I13=\"\",\"\",末端区間!I13)","v":20},{"$f":"IF(D7=\"\",\"\",末端区間!J13)","v":4},{"$f":"末端区間!AW13","v":6.15},10.15,{"$f":"IF(末端区間!H13=\"\",\"\",末端区間!H13)","v":0.53},{"$f":"末端区間!E13","v":1.69},{"$f":"末端区間!AE13","v":177},{"$f":"末端区間!AG13","v":1.98},{"$f":"IF(D7=\"\",\"\",ROUND(末端区間!K13,2))","v":2.5},{"$f":"IF(末端区間!$AA$8=\"この項目を水理計算書に記載する\",\"\",末端区間!D13)","v":4.4800000000000004}]
[null,{"$f":"IF(末端区間!F14=\"\",\"\",末端区間!F14)","v":4},{"$f":"IF(末端区間!G14=\"\",\"\",末端区間!G14)","v":""},{"$f":"IF(末端区間!I14=\"\",\"\",末端区間!I14)","v":""},{"$f":"IF(D8=\"\",\"\",末端区間!J14)","v":""},{"$f":"末端区間!AW14","v":""},"",{"$f":"IF(末端区間!H14=\"\",\"\",末端区間!H14)","v":""},{"$f":"末端区間!E14","v":""},{"$f":"末端区間!AE14","v":""},{"$f":"末端区間!AG14","v":""},{"$f":"IF(D8=\"\",\"\",ROUND(末端区間!K14,2))","v":""},{"$f":"IF(末端区間!$AA$8=\"この項目を水理計算書に記載する\",\"\",末端区間!D14)","v":""}]
[null,{"$f":"IF(末端区間!F15=\"\",\"\",末端区間!F15)","v":5},{"$f":"IF(末端区間!G15=\"\",\"\",末端区間!G15)","v":""},{"$f":"IF(末端区間!I15=\"\",\"\",末端区間!I15)","v":""},{"$f":"IF(D9=\"\",\"\",末端区間!J15)","v":""},{"$f":"末端区間!AW15","v":""},"",{"$f":"IF(末端区間!H15=\"\",\"\",末端区間!H15)","v":""},{"$f":"末端区間!E15","v":""},{"$f":"末端区間!AE15","v":""},{"$f":"末端区間!AG15","v":""},{"$f":"IF(D9=\"\",\"\",ROUND(末端区間!K15,2))","v":""},{"$f":"IF(末端区間!$AA$8=\"この項目を水理計算書に記載する\",\"\",末端区間!D15)","v":""}]
[null,{"$f":"IF(末端区間!F16=\"\",\"\",末端区間!F16)","v":6},{"$f":"IF(末端区間!G16=\"\",\"\",末端区間!G16)","v":""},{"$f":"IF(末端区間!I16=\"\",\"\",末端区間!I16)","v":""},{"$f":"IF(D10=\"\",\"\",末端区間!J16)","v":""},{"$f":"末端区間!AW16","v":""},"",{"$f":"IF(末端区間!H16=\"\",\"\",末端区間!H16)","v":""},{"$f":"末端区間!E16","v":""},{"$f":"末端区間!AE16","v":""},{"$f":"末端区間!AG16","v":""},{"$f":"IF(D10=\"\",\"\",ROUND(末端区間!K16,2))","v":""},{"$f":"IF(末端区間!$AA$8=\"この項目を水理計算書に記載する\",\"\",末端区間!D16)","v":""}]
[null,{"$f":"IF(末端区間!F17=\"\",\"\",末端区間!F17)","v":7},{"$f":"IF(末端区間!G17=\"\",\"\",末端区間!G17)","v":""},{"$f":"IF(末端区間!I17=\"\",\"\",末端区間!I17)","v":""},{"$f":"IF(D11=\"\",\"\",末端区間!J17)","v":""},{"$f":"末端区間!AW17","v":""},"",{"$f":"IF(末端区間!H17=\"\",\"\",末端区間!H17)","v":""},{"$f":"末端区間!E17","v":""},{"$f":"末端区間!AE17","v":""},{"$f":"末端区間!AG17","v":""},{"$f":"IF(D11=\"\",\"\",ROUND(末端区間!K17,2))","v":""},{"$f":"IF(末端区間!$AA$8=\"この項目を水理計算書に記載する\",\"\",末端区間!D17)","v":""}]
[null,{"$f":"IF(末端区間!F18=\"\",\"\",末端区間!F18)","v":8},{"$f":"IF(末端区間!G18=\"\",\"\",末端区間!G18)","v":""},{"$f":"IF(末端区間!I18=\"\",\"\",末端区間!I18)","v":""},{"$f":"IF(D12=\"\",\"\",末端区間!J18)","v":""},{"$f":"末端区間!AW18","v":""},"",{"$f":"IF(末端区間!H18=\"\",\"\",末端区間!H18)","v":""},{"$f":"末端区間!E18","v":""},{"$f":"末端区間!AE18","v":""},{"$f":"末端区間!AG18","v":""},{"$f":"IF(D12=\"\",\"\",ROUND(末端区間!K18,2))","v":""},{"$f":"IF(末端区間!$AA$8=\"この項目を水理計算書に記載する\",\"\",末端区間!D18)","v":""}]
[null,{"$f":"IF(末端区間!F19=\"\",\"\",末端区間!F19)","v":9},{"$f":"IF(末端区間!G19=\"\",\"\",末端区間!G19)","v":""},{"$f":"IF(末端区間!I19=\"\",\"\",末端区間!I19)","v":""},{"$f":"IF(D13=\"\",\"\",末端区間!J19)","v":""},{"$f":"末端区間!AW19","v":""},"",{"$f":"IF(末端区間!H19=\"\",\"\",末端区間!H19)","v":""},{"$f":"末端区間!E19","v":""},{"$f":"末端区間!AE19","v":""},{"$f":"末端区間!AG19","v":""},{"$f":"IF(D13=\"\",\"\",ROUND(末端区間!K19,2))","v":""},{"$f":"IF(末端区間!$AA$8=\"この項目を水理計算書に記載する\",\"\",末端区間!D19)","v":""}]
[null,{"$f":"IF(末端区間!F20=\"\",\"\",末端区間!F20)","v":10},{"$f":"IF(末端区間!G20=\"\",\"\",末端区間!G20)","v":""},{"$f":"IF(末端区間!I20=\"\",\"\",末端区間!I20)","v":""},{"$f":"IF(D14=\"\",\"\",末端区間!J20)","v":""},{"$f":"末端区間!AW20","v":""},"",{"$f":"IF(末端区間!H20=\"\",\"\",末端区間!H20)","v":""},{"$f":"末端区間!E20","v":""},{"$f":"末端区間!AE20","v":""},{"$f":"末端区間!AG20","v":""},{"$f":"IF(D14=\"\",\"\",ROUND(末端区間!K20,2))","v":""},{"$f":"IF(末端区間!$AA$8=\"この項目を水理計算書に記載する\",\"\",末端区間!D20)","v":""}]
[null,{"$f":"IF(末端区間!F21=\"\",\"\",末端区間!F21)","v":11},{"$f":"IF(末端区間!G21=\"\",\"\",末端区間!G21)","v":""},{"$f":"IF(末端区間!I21=\"\",\"\",末端区間!I21)","v":""},{"$f":"IF(D15=\"\",\"\",末端区間!J21)","v":""},{"$f":"末端区間!AW21","v":""},"",{"$f":"IF(末端区間!H21=\"\",\"\",末端区間!H21)","v":""},{"$f":"末端区間!E21","v":""},{"$f":"末端区間!AE21","v":""},{"$f":"末端区間!AG21","v":""},{"$f":"IF(D15=\"\",\"\",ROUND(末端区間!K21,2))","v":""},{"$f":"IF(末端区間!$AA$8=\"この項目を水理計算書に記載する\",\"\",末端区間!D21)","v":""}]
[null,{"$f":"IF(末端区間!F22=\"\",\"\",末端区間!F22)","v":12},{"$f":"IF(末端区間!G22=\"\",\"\",末端区間!G22)","v":""},{"$f":"IF(末端区間!I22=\"\",\"\",末端区間!I22)","v":""},{"$f":"IF(D16=\"\",\"\",末端区間!J22)","v":""},{"$f":"末端区間!AW22","v":""},"",{"$f":"IF(末端区間!H22=\"\",\"\",末端区間!H22)","v":""},{"$f":"末端区間!E22","v":""},{"$f":"末端区間!AE22","v":""},{"$f":"末端区間!AG22","v":""},{"$f":"IF(D16=\"\",\"\",ROUND(末端区間!K22,2))","v":""},{"$f":"IF(末端区間!$AA$8=\"この項目を水理計算書に記載する\",\"\",末端区間!D22)","v":""}]
[null,{"$f":"IF(末端区間!F23=\"\",\"\",末端区間!F23)","v":13},{"$f":"IF(末端区間!G23=\"\",\"\",末端区間!G23)","v":""},{"$f":"IF(末端区間!I23=\"\",\"\",末端区間!I23)","v":""},{"$f":"IF(D17=\"\",\"\",末端区間!J23)","v":""},{"$f":"末端区間!AW23","v":""},"",{"$f":"IF(末端区間!H23=\"\",\"\",末端区間!H23)","v":""},{"$f":"末端区間!E23","v":""},{"$f":"末端区間!AE23","v":""},{"$f":"末端区間!AG23","v":""},{"$f":"IF(D17=\"\",\"\",ROUND(末端区間!K23,2))","v":""},{"$f":"IF(末端区間!$AA$8=\"この項目を水理計算書に記載する\",\"\",末端区間!D23)","v":""}]
[null,{"$f":"IF(末端区間!F24=\"\",\"\",末端区間!F24)","v":14},{"$f":"IF(末端区間!G24=\"\",\"\",末端区間!G24)","v":""},{"$f":"IF(末端区間!I24=\"\",\"\",末端区間!I24)","v":""},{"$f":"IF(D18=\"\",\"\",末端区間!J24)","v":""},{"$f":"末端区間!AW24","v":""},"",{"$f":"IF(末端区間!H24=\"\",\"\",末端区間!H24)","v":""},{"$f":"末端区間!E24","v":""},{"$f":"末端区間!AE24","v":""},{"$f":"末端区間!AG24","v":""},{"$f":"IF(D18=\"\",\"\",ROUND(末端区間!K24,2))","v":""},{"$f":"IF(末端区間!$AA$8=\"この項目を水理計算書に記載する\",\"\",末端区間!D24)","v":""}]
[null,{"$f":"IF(末端区間!F25=\"\",\"\",末端区間!F25)","v":15},{"$f":"IF(末端区間!G25=\"\",\"\",末端区間!G25)","v":""},{"$f":"IF(末端区間!I25=\"\",\"\",末端区間!I25)","v":""},{"$f":"IF(D19=\"\",\"\",末端区間!J25)","v":""},{"$f":"末端区間!AW25","v":""},"",{"$f":"IF(末端区間!H25=\"\",\"\",末端区間!H25)","v":""},{"$f":"末端区間!E25","v":""},{"$f":"末端区間!AE25","v":""},{"$f":"末端区間!AG25","v":""},{"$f":"IF(D19=\"\",\"\",ROUND(末端区間!K25,2))","v":""},{"$f":"IF(末端区間!$AA$8=\"この項目を水理計算書に記載する\",\"\",末端区間!D25)","v":""}]
[null,{"$f":"IF(末端区間!F26=\"\",\"\",末端区間!F26)","v":16},{"$f":"IF(末端区間!G26=\"\",\"\",末端区間!G26)","v":""},{"$f":"IF(末端区間!I26=\"\",\"\",末端区間!I26)","v":""},{"$f":"IF(D20=\"\",\"\",末端区間!J26)","v":""},{"$f":"末端区間!AW26","v":""},"",{"$f":"IF(末端区間!H26=\"\",\"\",末端区間!H26)","v":""},{"$f":"末端区間!E26","v":""},{"$f":"末端区間!AE26","v":""},{"$f":"末端区間!AG26","v":""},{"$f":"IF(D20=\"\",\"\",ROUND(末端区間!K26,2))","v":""},{"$f":"IF(末端区間!$AA$8=\"この項目を水理計算書に記載する\",\"\",末端区間!D26)","v":""}]
[null,{"$f":"IF(末端区間!F27=\"\",\"\",末端区間!F27)","v":17},{"$f":"IF(末端区間!G27=\"\",\"\",末端区間!G27)","v":""},{"$f":"IF(末端区間!I27=\"\",\"\",末端区間!I27)","v":""},{"$f":"IF(D21=\"\",\"\",末端区間!J27)","v":""},{"$f":"末端区間!AW27","v":""},"",{"$f":"IF(末端区間!H27=\"\",\"\",末端区間!H27)","v":""},{"$f":"末端区間!E27","v":""},{"$f":"末端区間!AE27","v":""},{"$f":"末端区間!AG27","v":""},{"$f":"IF(D21=\"\",\"\",ROUND(末端区間!K27,2))","v":""},{"$f":"IF(末端区間!$AA$8=\"この項目を水理計算書に記載する\",\"\",末端区間!D27)","v":""}]
[null,{"$f":"IF(末端区間!F28=\"\",\"\",末端区間!F28)","v":18},{"$f":"IF(末端区間!G28=\"\",\"\",末端区間!G28)","v":""},{"$f":"IF(末端区間!I28=\"\",\"\",末端区間!I28)","v":""},{"$f":"IF(D22=\"\",\"\",末端区間!J28)","v":""},{"$f":"末端区間!AW28","v":""},"",{"$f":"IF(末端区間!H28=\"\",\"\",末端区間!H28)","v":""},{"$f":"末端区間!E28","v":""},{"$f":"末端区間!AE28","v":""},{"$f":"末端区間!AG28","v":""},{"$f":"IF(D22=\"\",\"\",ROUND(末端区間!K28,2))","v":""},{"$f":"IF(末端区間!$AA$8=\"この項目を水理計算書に記載する\",\"\",末端区間!D28)","v":""}]
[null,{"$f":"IF(末端区間!F29=\"\",\"\",末端区間!F29)","v":19},{"$f":"IF(末端区間!G29=\"\",\"\",末端区間!G29)","v":""},{"$f":"IF(末端区間!I29=\"\",\"\",末端区間!I29)","v":""},{"$f":"IF(D23=\"\",\"\",末端区間!J29)","v":""},{"$f":"末端区間!AW29","v":""},"",{"$f":"IF(末端区間!H29=\"\",\"\",末端区間!H29)","v":""},{"$f":"末端区間!E29","v":""},{"$f":"末端区間!AE29","v":""},{"$f":"末端区間!AG29","v":""},{"$f":"IF(D23=\"\",\"\",ROUND(末端区間!K29,2))","v":""},{"$f":"IF(末端区間!$AA$8=\"この項目を水理計算書に記載する\",\"\",末端区間!D29)","v":""}]
[null,{"$f":"IF(末端区間!F30=\"\",\"\",末端区間!F30)","v":20},{"$f":"IF(末端区間!G30=\"\",\"\",末端区間!G30)","v":""},{"$f":"IF(末端区間!I30=\"\",\"\",末端区間!I30)","v":""},{"$f":"IF(D24=\"\",\"\",末端区間!J30)","v":""},{"$f":"末端区間!AW30","v":""},"",{"$f":"IF(末端区間!H30=\"\",\"\",末端区間!H30)","v":""},{"$f":"末端区間!E30","v":""},{"$f":"末端区間!AE30","v":""},{"$f":"末端区間!AG30","v":""},{"$f":"IF(D24=\"\",\"\",ROUND(末端区間!K30,2))","v":""},{"$f":"IF(末端区間!$AA$8=\"この項目を水理計算書に記載する\",\"\",末端区間!D30)","v":""}]
[null,{"$f":"IF(末端区間!F31=\"\",\"\",末端区間!F31)","v":21},{"$f":"IF(末端区間!G31=\"\",\"\",末端区間!G31)","v":""},{"$f":"IF(末端区間!I31=\"\",\"\",末端区間!I31)","v":""},{"$f":"IF(D25=\"\",\"\",末端区間!J31)","v":""},{"$f":"末端区間!AW31","v":""},"",{"$f":"IF(末端区間!H31=\"\",\"\",末端区間!H31)","v":""},{"$f":"末端区間!E31","v":""},{"$f":"末端区間!AE31","v":""},{"$f":"末端区間!AG31","v":""},{"$f":"IF(D25=\"\",\"\",ROUND(末端区間!K31,2))","v":""},{"$f":"IF(末端区間!$AA$8=\"この項目を水理計算書に記載する\",\"\",末端区間!D31)","v":""}]
[null,{"$f":"IF(末端区間!F32=\"\",\"\",末端区間!F32)","v":22},{"$f":"IF(末端区間!G32=\"\",\"\",末端区間!G32)","v":""},{"$f":"IF(末端区間!I32=\"\",\"\",末端区間!I32)","v":""},{"$f":"IF(D26=\"\",\"\",末端区間!J32)","v":""},{"$f":"末端区間!AW32","v":""},"",{"$f":"IF(末端区間!H32=\"\",\"\",末端区間!H32)","v":""},{"$f":"末端区間!E32","v":""},{"$f":"末端区間!AE32","v":""},{"$f":"末端区間!AG32","v":""},{"$f":"IF(D26=\"\",\"\",ROUND(末端区間!K32,2))","v":""},{"$f":"IF(末端区間!$AA$8=\"この項目を水理計算書に記載する\",\"\",末端区間!D32)","v":""}]
[null,{"$f":"IF(末端区間!F33=\"\",\"\",末端区間!F33)","v":23},{"$f":"IF(末端区間!G33=\"\",\"\",末端区間!G33)","v":""},{"$f":"IF(末端区間!I33=\"\",\"\",末端区間!I33)","v":""},{"$f":"IF(D27=\"\",\"\",末端区間!J33)","v":""},{"$f":"末端区間!AW33","v":""},"",{"$f":"IF(末端区間!H33=\"\",\"\",末端区間!H33)","v":""},{"$f":"末端区間!E33","v":""},{"$f":"末端区間!AE33","v":""},{"$f":"末端区間!AG33","v":""},{"$f":"IF(D27=\"\",\"\",ROUND(末端区間!K33,2))","v":""},{"$f":"IF(末端区間!$AA$8=\"この項目を水理計算書に記載する\",\"\",末端区間!D33)","v":""}]
[null,{"$f":"IF(末端区間!F34=\"\",\"\",末端区間!F34)","v":24},{"$f":"IF(末端区間!G34=\"\",\"\",末端区間!G34)","v":""},{"$f":"IF(末端区間!I34=\"\",\"\",末端区間!I34)","v":""},{"$f":"IF(D28=\"\",\"\",末端区間!J34)","v":""},{"$f":"末端区間!AW34","v":""},"",{"$f":"IF(末端区間!H34=\"\",\"\",末端区間!H34)","v":""},{"$f":"末端区間!E34","v":""},{"$f":"末端区間!AE34","v":""},{"$f":"末端区間!AG34","v":""},{"$f":"IF(D28=\"\",\"\",ROUND(末端区間!K34,2))","v":""},{"$f":"IF(末端区間!$AA$8=\"この項目を水理計算書に記載する\",\"\",末端区間!D34)","v":""}]
[null,{"$f":"IF(末端区間!F35=\"\",\"\",末端区間!F35)","v":25},{"$f":"IF(末端区間!G35=\"\",\"\",末端区間!G35)","v":""},{"$f":"IF(末端区間!I35=\"\",\"\",末端区間!I35)","v":""},{"$f":"IF(D29=\"\",\"\",末端区間!J35)","v":""},{"$f":"末端区間!AW35","v":""},"",{"$f":"IF(末端区間!H35=\"\",\"\",末端区間!H35)","v":""},{"$f":"末端区間!E35","v":""},{"$f":"末端区間!AE35","v":""},{"$f":"末端区間!AG35","v":""},{"$f":"IF(D29=\"\",\"\",ROUND(末端区間!K35,2))","v":""},{"$f":"IF(末端区間!$AA$8=\"この項目を水理計算書に記載する\",\"\",末端区間!D35)","v":""}]
[null,{"$f":"IF(末端区間!$F$10<26,\"合計 \",\"小計\")","v":"合計 "},null,null,{"$f":"SUM(E5:E29)","v":7},{"$f":"SUM(F5:F29)","v":9.15},{"$f":"SUM(G5:G29)","v":16.149999999999999},null,null,null,{"$f":"SUM(K5:K29)","v":3.2399999999999998},{"$f":"SUM(L5:L29)","v":3.3},{"$f":"IF(末端区間!$AA$8=\"この項目を水理計算書に記載する\",\"\",SUM(M5:M29))","v":6.5400000000000009}]
[]
[null,{"$f":"IF(末端4!$B$15<>\"設定する\",\"\",IF(末端4!$C$15=\"\",\"※1 安全率未入力\",\"※1 損失水頭は安全率\"&末端4!$C$15&\"％を含んだ値。\"))","v":"※1 損失水頭は安全率10％を含んだ値。"}]
[]
[null,"損失水頭計算表-末端世帯 ( 2 / 2 )"]
[]
[null,"区間数","区間名","口径","管延長","直管\n換算長","管長計","流量","流速","動水勾配",{"$f":"IF(末端4!$B$15=\"設定する\",\"損失水頭\n（※1）\",\"損失水頭\")","v":"損失水頭\n（※1）"},"立上り","所要水頭"]
[null,null,null,"mm","m","m","m","L/sec","m/sec","‰","m","m","m"]
[null,null,"前区間小計",null,{"$f":"E30","v":7},{"$f":"F30","v":9.15},{"$f":"G30","v":16.149999999999999},null,null,null,{"$f":"K30","v":3.2399999999999998},{"$f":"L30","v":3.3},{"$f":"M30","v":6.5400000000000009}]
[null,{"$f":"IF(末端区間!F36=\"\",\"\",末端区間!F36)","v":26},{"$f":"IF(末端区間!G36=\"\",\"\",末端区間!G36)","v":""},{"$f":"IF(末端区間!I36=\"\",\"\",末端区間!I36)","v":""},{"$f":"IF(D39=\"\",\"\",末端区間!J36)","v":""},{"$f":"末端区間!AW36","v":""},{"$f":"IF(F39=\"\",\"\",E39+F39)","v":""},{"$f":"IF(末端区間!H36=\"\",\"\",末端区間!H36)","v":""},{"$f":"末端区間!E36","v":""},{"$f":"末端区間!AE36","v":""},{"$f":"末端区間!AG36","v":""},{"$f":"IF(D39=\"\",\"\",ROUND(末端区間!K36,2))","v":""},{"$f":"IF(末端区間!$AA$8=\"この項目を水理計算書に記載する\",\"\",末端区間!D36)","v":""}]
[null,{"$f":"IF(末端区間!F37=\"\",\"\",末端区間!F37)","v":27},{"$f":"IF(末端区間!G37=\"\",\"\",末端区間!G37)","v":""},{"$f":"IF(末端区間!I37=\"\",\"\",末端区間!I37)","v":""},{"$f":"IF(D40=\"\",\"\",末端区間!J37)","v":""},{"$f":"末端区間!AW37","v":""},"",{"$f":"IF(末端区間!H37=\"\",\"\",末端区間!H37)","v":""},{"$f":"末端区間!E37","v":""},{"$f":"末端区間!AE37","v":""},{"$f":"末端区間!AG37","v":""},{"$f":"IF(D40=\"\",\"\",ROUND(末端区間!K37,2))","v":""},{"$f":"IF(末端区間!$AA$8=\"この項目を水理計算書に記載する\",\"\",末端区間!D37)","v":""}]
[null,{"$f":"IF(末端区間!F38=\"\",\"\",末端区間!F38)","v":28},{"$f":"IF(末端区間!G38=\"\",\"\",末端区間!G38)","v":""},{"$f":"IF(末端区間!I38=\"\",\"\",末端区間!I38)","v":""},{"$f":"IF(D41=\"\",\"\",末端区間!J38)","v":""},{"$f":"末端区間!AW38","v":""},"",{"$f":"IF(末端区間!H38=\"\",\"\",末端区間!H38)","v":""},{"$f":"末端区間!E38","v":""},{"$f":"末端区間!AE38","v":""},{"$f":"末端区間!AG38","v":""},{"$f":"IF(D41=\"\",\"\",ROUND(末端区間!K38,2))","v":""},{"$f":"IF(末端区間!$AA$8=\"この項目を水理計算書に記載する\",\"\",末端区間!D38)","v":""}]
[null,{"$f":"IF(末端区間!F39=\"\",\"\",末端区間!F39)","v":29},{"$f":"IF(末端区間!G39=\"\",\"\",末端区間!G39)","v":""},{"$f":"IF(末端区間!I39=\"\",\"\",末端区間!I39)","v":""},{"$f":"IF(D42=\"\",\"\",末端区間!J39)","v":""},{"$f":"末端区間!AW39","v":""},"",{"$f":"IF(末端区間!H39=\"\",\"\",末端区間!H39)","v":""},{"$f":"末端区間!E39","v":""},{"$f":"末端区間!AE39","v":""},{"$f":"末端区間!AG39","v":""},{"$f":"IF(D42=\"\",\"\",ROUND(末端区間!K39,2))","v":""},{"$f":"IF(末端区間!$AA$8=\"この項目を水理計算書に記載する\",\"\",末端区間!D39)","v":""}]
[null,{"$f":"IF(末端区間!F40=\"\",\"\",末端区間!F40)","v":30},{"$f":"IF(末端区間!G40=\"\",\"\",末端区間!G40)","v":""},{"$f":"IF(末端区間!I40=\"\",\"\",末端区間!I40)","v":""},{"$f":"IF(D43=\"\",\"\",末端区間!J40)","v":""},{"$f":"末端区間!AW40","v":""},"",{"$f":"IF(末端区間!H40=\"\",\"\",末端区間!H40)","v":""},{"$f":"末端区間!E40","v":""},{"$f":"末端区間!AE40","v":""},{"$f":"末端区間!AG40","v":""},{"$f":"IF(D43=\"\",\"\",ROUND(末端区間!K40,2))","v":""},{"$f":"IF(末端区間!$AA$8=\"この項目を水理計算書に記載する\",\"\",末端区間!D40)","v":""}]
[null,{"$f":"IF(末端区間!F41=\"\",\"\",末端区間!F41)","v":31},{"$f":"IF(末端区間!G41=\"\",\"\",末端区間!G41)","v":""},{"$f":"IF(末端区間!I41=\"\",\"\",末端区間!I41)","v":""},{"$f":"IF(D44=\"\",\"\",末端区間!J41)","v":""},{"$f":"末端区間!AW41","v":""},"",{"$f":"IF(末端区間!H41=\"\",\"\",末端区間!H41)","v":""},{"$f":"末端区間!E41","v":""},{"$f":"末端区間!AE41","v":""},{"$f":"末端区間!AG41","v":""},{"$f":"IF(D44=\"\",\"\",ROUND(末端区間!K41,2))","v":""},{"$f":"IF(末端区間!$AA$8=\"この項目を水理計算書に記載する\",\"\",末端区間!D41)","v":""}]
[null,{"$f":"IF(末端区間!F42=\"\",\"\",末端区間!F42)","v":32},{"$f":"IF(末端区間!G42=\"\",\"\",末端区間!G42)","v":""},{"$f":"IF(末端区間!I42=\"\",\"\",末端区間!I42)","v":""},{"$f":"IF(D45=\"\",\"\",末端区間!J42)","v":""},{"$f":"末端区間!AW42","v":""},"",{"$f":"IF(末端区間!H42=\"\",\"\",末端区間!H42)","v":""},{"$f":"末端区間!E42","v":""},{"$f":"末端区間!AE42","v":""},{"$f":"末端区間!AG42","v":""},{"$f":"IF(D45=\"\",\"\",ROUND(末端区間!K42,2))","v":""},{"$f":"IF(末端区間!$AA$8=\"この項目を水理計算書に記載する\",\"\",末端区間!D42)","v":""}]
[null,{"$f":"IF(末端区間!F43=\"\",\"\",末端区間!F43)","v":33},{"$f":"IF(末端区間!G43=\"\",\"\",末端区間!G43)","v":""},{"$f":"IF(末端区間!I43=\"\",\"\",末端区間!I43)","v":""},{"$f":"IF(D46=\"\",\"\",末端区間!J43)","v":""},{"$f":"末端区間!AW43","v":""},"",{"$f":"IF(末端区間!H43=\"\",\"\",末端区間!H43)","v":""},{"$f":"末端区間!E43","v":""},{"$f":"末端区間!AE43","v":""},{"$f":"末端区間!AG43","v":""},{"$f":"IF(D46=\"\",\"\",ROUND(末端区間!K43,2))","v":""},{"$f":"IF(末端区間!$AA$8=\"この項目を水理計算書に記載する\",\"\",末端区間!D43)","v":""}]
[null,{"$f":"IF(末端区間!F44=\"\",\"\",末端区間!F44)","v":34},{"$f":"IF(末端区間!G44=\"\",\"\",末端区間!G44)","v":""},{"$f":"IF(末端区間!I44=\"\",\"\",末端区間!I44)","v":""},{"$f":"IF(D47=\"\",\"\",末端区間!J44)","v":""},{"$f":"末端区間!AW44","v":""},"",{"$f":"IF(末端区間!H44=\"\",\"\",末端区間!H44)","v":""},{"$f":"末端区間!E44","v":""},{"$f":"末端区間!AE44","v":""},{"$f":"末端区間!AG44","v":""},{"$f":"IF(D47=\"\",\"\",ROUND(末端区間!K44,2))","v":""},{"$f":"IF(末端区間!$AA$8=\"この項目を水理計算書に記載する\",\"\",末端区間!D44)","v":""}]
[null,{"$f":"IF(末端区間!F45=\"\",\"\",末端区間!F45)","v":35},{"$f":"IF(末端区間!G45=\"\",\"\",末端区間!G45)","v":""},{"$f":"IF(末端区間!I45=\"\",\"\",末端区間!I45)","v":""},{"$f":"IF(D48=\"\",\"\",末端区間!J45)","v":""},{"$f":"末端区間!AW45","v":""},"",{"$f":"IF(末端区間!H45=\"\",\"\",末端区間!H45)","v":""},{"$f":"末端区間!E45","v":""},{"$f":"末端区間!AE45","v":""},{"$f":"末端区間!AG45","v":""},{"$f":"IF(D48=\"\",\"\",ROUND(末端区間!K45,2))","v":""},{"$f":"IF(末端区間!$AA$8=\"この項目を水理計算書に記載する\",\"\",末端区間!D45)","v":""}]
[null,{"$f":"IF(末端区間!F46=\"\",\"\",末端区間!F46)","v":36},{"$f":"IF(末端区間!G46=\"\",\"\",末端区間!G46)","v":""},{"$f":"IF(末端区間!I46=\"\",\"\",末端区間!I46)","v":""},{"$f":"IF(D49=\"\",\"\",末端区間!J46)","v":""},{"$f":"末端区間!AW46","v":""},"",{"$f":"IF(末端区間!H46=\"\",\"\",末端区間!H46)","v":""},{"$f":"末端区間!E46","v":""},{"$f":"末端区間!AE46","v":""},{"$f":"末端区間!AG46","v":""},{"$f":"IF(D49=\"\",\"\",ROUND(末端区間!K46,2))","v":""},{"$f":"IF(末端区間!$AA$8=\"この項目を水理計算書に記載する\",\"\",末端区間!D46)","v":""}]
[null,{"$f":"IF(末端区間!F47=\"\",\"\",末端区間!F47)","v":37},{"$f":"IF(末端区間!G47=\"\",\"\",末端区間!G47)","v":""},{"$f":"IF(末端区間!I47=\"\",\"\",末端区間!I47)","v":""},{"$f":"IF(D50=\"\",\"\",末端区間!J47)","v":""},{"$f":"末端区間!AW47","v":""},"",{"$f":"IF(末端区間!H47=\"\",\"\",末端区間!H47)","v":""},{"$f":"末端区間!E47","v":""},{"$f":"末端区間!AE47","v":""},{"$f":"末端区間!AG47","v":""},{"$f":"IF(D50=\"\",\"\",ROUND(末端区間!K47,2))","v":""},{"$f":"IF(末端区間!$AA$8=\"この項目を水理計算書に記載する\",\"\",末端区間!D47)","v":""}]
[null,{"$f":"IF(末端区間!F48=\"\",\"\",末端区間!F48)","v":38},{"$f":"IF(末端区間!G48=\"\",\"\",末端区間!G48)","v":""},{"$f":"IF(末端区間!I48=\"\",\"\",末端区間!I48)","v":""},{"$f":"IF(D51=\"\",\"\",末端区間!J48)","v":""},{"$f":"末端区間!AW48","v":""},"",{"$f":"IF(末端区間!H48=\"\",\"\",末端区間!H48)","v":""},{"$f":"末端区間!E48","v":""},{"$f":"末端区間!AE48","v":""},{"$f":"末端区間!AG48","v":""},{"$f":"IF(D51=\"\",\"\",ROUND(末端区間!K48,2))","v":""},{"$f":"IF(末端区間!$AA$8=\"この項目を水理計算書に記載する\",\"\",末端区間!D48)","v":""}]
[null,{"$f":"IF(末端区間!F49=\"\",\"\",末端区間!F49)","v":39},{"$f":"IF(末端区間!G49=\"\",\"\",末端区間!G49)","v":""},{"$f":"IF(末端区間!I49=\"\",\"\",末端区間!I49)","v":""},{"$f":"IF(D52=\"\",\"\",末端区間!J49)","v":""},{"$f":"末端区間!AW49","v":""},"",{"$f":"IF(末端区間!H49=\"\",\"\",末端区間!H49)","v":""},{"$f":"末端区間!E49","v":""},{"$f":"末端区間!AE49","v":""},{"$f":"末端区間!AG49","v":""},{"$f":"IF(D52=\"\",\"\",ROUND(末端区間!K49,2))","v":""},{"$f":"IF(末端区間!$AA$8=\"この項目を水理計算書に記載する\",\"\",末端区間!D49)","v":""}]
[null,{"$f":"IF(末端区間!F50=\"\",\"\",末端区間!F50)","v":40},{"$f":"IF(末端区間!G50=\"\",\"\",末端区間!G50)","v":""},{"$f":"IF(末端区間!I50=\"\",\"\",末端区間!I50)","v":""},{"$f":"IF(D53=\"\",\"\",末端区間!J50)","v":""},{"$f":"末端区間!AW50","v":""},"",{"$f":"IF(末端区間!H50=\"\",\"\",末端区間!H50)","v":""},{"$f":"末端区間!E50","v":""},{"$f":"末端区間!AE50","v":""},{"$f":"末端区間!AG50","v":""},{"$f":"IF(D53=\"\",\"\",ROUND(末端区間!K50,2))","v":""},{"$f":"IF(末端区間!$AA$8=\"この項目を水理計算書に記載する\",\"\",末端区間!D50)","v":""}]
[null,{"$f":"IF(末端区間!F51=\"\",\"\",末端区間!F51)","v":41},{"$f":"IF(末端区間!G51=\"\",\"\",末端区間!G51)","v":""},{"$f":"IF(末端区間!I51=\"\",\"\",末端区間!I51)","v":""},{"$f":"IF(D54=\"\",\"\",末端区間!J51)","v":""},{"$f":"末端区間!AW51","v":""},"",{"$f":"IF(末端区間!H51=\"\",\"\",末端区間!H51)","v":""},{"$f":"末端区間!E51","v":""},{"$f":"末端区間!AE51","v":""},{"$f":"末端区間!AG51","v":""},{"$f":"IF(D54=\"\",\"\",ROUND(末端区間!K51,2))","v":""},{"$f":"IF(末端区間!$AA$8=\"この項目を水理計算書に記載する\",\"\",末端区間!D51)","v":""}]
[null,{"$f":"IF(末端区間!F52=\"\",\"\",末端区間!F52)","v":42},{"$f":"IF(末端区間!G52=\"\",\"\",末端区間!G52)","v":""},{"$f":"IF(末端区間!I52=\"\",\"\",末端区間!I52)","v":""},{"$f":"IF(D55=\"\",\"\",末端区間!J52)","v":""},{"$f":"末端区間!AW52","v":""},"",{"$f":"IF(末端区間!H52=\"\",\"\",末端区間!H52)","v":""},{"$f":"末端区間!E52","v":""},{"$f":"末端区間!AE52","v":""},{"$f":"末端区間!AG52","v":""},{"$f":"IF(D55=\"\",\"\",ROUND(末端区間!K52,2))","v":""},{"$f":"IF(末端区間!$AA$8=\"この項目を水理計算書に記載する\",\"\",末端区間!D52)","v":""}]
[null,{"$f":"IF(末端区間!F53=\"\",\"\",末端区間!F53)","v":43},{"$f":"IF(末端区間!G53=\"\",\"\",末端区間!G53)","v":""},{"$f":"IF(末端区間!I53=\"\",\"\",末端区間!I53)","v":""},{"$f":"IF(D56=\"\",\"\",末端区間!J53)","v":""},{"$f":"末端区間!AW53","v":""},"",{"$f":"IF(末端区間!H53=\"\",\"\",末端区間!H53)","v":""},{"$f":"末端区間!E53","v":""},{"$f":"末端区間!AE53","v":""},{"$f":"末端区間!AG53","v":""},{"$f":"IF(D56=\"\",\"\",ROUND(末端区間!K53,2))","v":""},{"$f":"IF(末端区間!$AA$8=\"この項目を水理計算書に記載する\",\"\",末端区間!D53)","v":""}]
[null,{"$f":"IF(末端区間!F54=\"\",\"\",末端区間!F54)","v":44},{"$f":"IF(末端区間!G54=\"\",\"\",末端区間!G54)","v":""},{"$f":"IF(末端区間!I54=\"\",\"\",末端区間!I54)","v":""},{"$f":"IF(D57=\"\",\"\",末端区間!J54)","v":""},{"$f":"末端区間!AW54","v":""},"",{"$f":"IF(末端区間!H54=\"\",\"\",末端区間!H54)","v":""},{"$f":"末端区間!E54","v":""},{"$f":"末端区間!AE54","v":""},{"$f":"末端区間!AG54","v":""},{"$f":"IF(D57=\"\",\"\",ROUND(末端区間!K54,2))","v":""},{"$f":"IF(末端区間!$AA$8=\"この項目を水理計算書に記載する\",\"\",末端区間!D54)","v":""}]
[null,{"$f":"IF(末端区間!F55=\"\",\"\",末端区間!F55)","v":45},{"$f":"IF(末端区間!G55=\"\",\"\",末端区間!G55)","v":""},{"$f":"IF(末端区間!I55=\"\",\"\",末端区間!I55)","v":""},{"$f":"IF(D58=\"\",\"\",末端区間!J55)","v":""},{"$f":"末端区間!AW55","v":""},"",{"$f":"IF(末端区間!H55=\"\",\"\",末端区間!H55)","v":""},{"$f":"末端区間!E55","v":""},{"$f":"末端区間!AE55","v":""},{"$f":"末端区間!AG55","v":""},{"$f":"IF(D58=\"\",\"\",ROUND(末端区間!K55,2))","v":""},{"$f":"IF(末端区間!$AA$8=\"この項目を水理計算書に記載する\",\"\",末端区間!D55)","v":""}]
[null,{"$f":"IF(末端区間!F56=\"\",\"\",末端区間!F56)","v":46},{"$f":"IF(末端区間!G56=\"\",\"\",末端区間!G56)","v":""},{"$f":"IF(末端区間!I56=\"\",\"\",末端区間!I56)","v":""},{"$f":"IF(D59=\"\",\"\",末端区間!J56)","v":""},{"$f":"末端区間!AW56","v":""},"",{"$f":"IF(末端区間!H56=\"\",\"\",末端区間!H56)","v":""},{"$f":"末端区間!E56","v":""},{"$f":"末端区間!AE56","v":""},{"$f":"末端区間!AG56","v":""},{"$f":"IF(D59=\"\",\"\",ROUND(末端区間!K56,2))","v":""},{"$f":"IF(末端区間!$AA$8=\"この項目を水理計算書に記載する\",\"\",末端区間!D56)","v":""}]
[null,{"$f":"IF(末端区間!F57=\"\",\"\",末端区間!F57)","v":47},{"$f":"IF(末端区間!G57=\"\",\"\",末端区間!G57)","v":""},{"$f":"IF(末端区間!I57=\"\",\"\",末端区間!I57)","v":""},{"$f":"IF(D60=\"\",\"\",末端区間!J57)","v":""},{"$f":"末端区間!AW57","v":""},"",{"$f":"IF(末端区間!H57=\"\",\"\",末端区間!H57)","v":""},{"$f":"末端区間!E57","v":""},{"$f":"末端区間!AE57","v":""},{"$f":"末端区間!AG57","v":""},{"$f":"IF(D60=\"\",\"\",ROUND(末端区間!K57,2))","v":""},{"$f":"IF(末端区間!$AA$8=\"この項目を水理計算書に記載する\",\"\",末端区間!D57)","v":""}]
[null,{"$f":"IF(末端区間!F58=\"\",\"\",末端区間!F58)","v":48},{"$f":"IF(末端区間!G58=\"\",\"\",末端区間!G58)","v":""},{"$f":"IF(末端区間!I58=\"\",\"\",末端区間!I58)","v":""},{"$f":"IF(D61=\"\",\"\",末端区間!J58)","v":""},{"$f":"末端区間!AW58","v":""},"",{"$f":"IF(末端区間!H58=\"\",\"\",末端区間!H58)","v":""},{"$f":"末端区間!E58","v":""},{"$f":"末端区間!AE58","v":""},{"$f":"末端区間!AG58","v":""},{"$f":"IF(D61=\"\",\"\",ROUND(末端区間!K58,2))","v":""},{"$f":"IF(末端区間!$AA$8=\"この項目を水理計算書に記載する\",\"\",末端区間!D58)","v":""}]
[null,{"$f":"IF(末端区間!F59=\"\",\"\",末端区間!F59)","v":49},{"$f":"IF(末端区間!G59=\"\",\"\",末端区間!G59)","v":""},{"$f":"IF(末端区間!I59=\"\",\"\",末端区間!I59)","v":""},{"$f":"IF(D62=\"\",\"\",末端区間!J59)","v":""},{"$f":"末端区間!AW59","v":""},"",{"$f":"IF(末端区間!H59=\"\",\"\",末端区間!H59)","v":""},{"$f":"末端区間!E59","v":""},{"$f":"末端区間!AE59","v":""},{"$f":"末端区間!AG59","v":""},{"$f":"IF(D62=\"\",\"\",ROUND(末端区間!K59,2))","v":""},{"$f":"IF(末端区間!$AA$8=\"この項目を水理計算書に記載する\",\"\",末端区間!D59)","v":""}]
[null,{"$f":"IF(末端区間!F60=\"\",\"\",末端区間!F60)","v":50},{"$f":"IF(末端区間!G60=\"\",\"\",末端区間!G60)","v":""},{"$f":"IF(末端区間!I60=\"\",\"\",末端区間!I60)","v":""},{"$f":"IF(D63=\"\",\"\",末端区間!J60)","v":""},{"$f":"末端区間!AW60","v":""},"",{"$f":"IF(末端区間!H60=\"\",\"\",末端区間!H60)","v":""},{"$f":"末端区間!E60","v":""},{"$f":"末端区間!AE60","v":""},{"$f":"末端区間!AG60","v":""},{"$f":"IF(D63=\"\",\"\",ROUND(末端区間!K60,2))","v":""},{"$f":"IF(末端区間!$AA$8=\"この項目を水理計算書に記載する\",\"\",末端区間!D60)","v":""}]
[null,"合計",null,null,{"$f":"SUM(E38:E63)","v":7},{"$f":"SUM(F38:F63)","v":9.15},{"$f":"SUM(G38:G63)","v":16.149999999999999},null,null,null,{"$f":"SUM(K38:K63)","v":3.2399999999999998},{"$f":"SUM(L38:L63)","v":3.3},{"$f":"IF(末端区間!$AA$8=\"この項目を水理計算書に記載する\",\"\",SUM(M38:M63))","v":6.5400000000000009}]
[]
[null,{"$f":"IF(末端4!$B$15<>\"設定する\",\"\",IF(末端4!$C$15=\"\",\"※1 安全率未入力\",\"※1 損失水頭は安全率\"&末端4!$C$15&\"％を含んだ値。\"))","v":"※1 損失水頭は安全率10％を含んだ値。"}]

{"sheet":"3損失水頭計算表末端損失有","index":49,"n_rows":68,"n_cols":15,"rows_kept":68,"cut":false,"hidden":true,"merged":[[64,1,64,3],[2,1,3,1],[2,2,3,2],[2,14,3,14],[29,1,29,3],[36,1,37,1],[36,2,37,2],[36,14,37,14]]}
[null,{"$f":"IF(末端区間!$F$10<26,\"損失水頭計算表-末端世帯 \",\"損失水頭計算表-末端世帯 ( 1 / 2 )\")","v":"損失水頭計算表-末端世帯 "}]
[]
[null,"区間数","区間名","口径","管延長","直管\n換算長","管長計","流量","流速","動水勾配",{"$f":"IF(末端4!$B$15=\"設定する\",\"損失水頭\n（※2）\",\"損失水頭\")","v":"損失水頭\n（※2）"},"立上り","他損失\n水頭等\n（※1）","所要水頭","備考"]
[null,null,null,"mm","m","m","m","L/sec","m/sec","‰","m","m","m","m"]
[null,{"$f":"IF(末端区間!F11=\"\",\"\",末端区間!F11)","v":1},{"$f":"IF(末端区間!G11=\"\",\"\",末端区間!G11)","v":"a-b"},{"$f":"IF(末端区間!I11=\"\",\"\",末端区間!I11)","v":13},{"$f":"IF(D5=\"\",\"\",末端区間!J11)","v":1.5},{"$f":"末端区間!AW11","v":3},{"$f":"IF(F5=\"\",\"\",E5+F5)","v":4.5},{"$f":"IF(末端区間!H11=\"\",\"\",末端区間!H11)","v":0.2},{"$f":"末端区間!E11","v":1.51},{"$f":"末端区間!AE11","v":229},{"$f":"末端区間!AG11","v":1.1299999999999999},{"$f":"IF(D5=\"\",\"\",ROUND(末端区間!K11,2))","v":0.8},{"$f":"IF(OR(D5=\"\",末端区間!$AA$8<>\"この項目を水理計算書に記載する\"),\"\",ROUND(末端区間!AA11,2))","v":""},{"$f":"末端区間!D11","v":1.93},{"$f":"IF(OR(末端区間!$AA$8<>\"この項目を水理計算書に記載する\",末端区間!AB11=\"\"),\"\",末端区間!AB11)","v":""}]
[null,{"$f":"IF(末端区間!F12=\"\",\"\",末端区間!F12)","v":2},{"$f":"IF(末端区間!G12=\"\",\"\",末端区間!G12)","v":"b-c"},{"$f":"IF(末端区間!I12=\"\",\"\",末端区間!I12)","v":20},{"$f":"IF(D6=\"\",\"\",末端区間!J12)","v":1.5},{"$f":"末端区間!AW12","v":0},1.5,{"$f":"IF(末端区間!H12=\"\",\"\",末端区間!H12)","v":0.33},{"$f":"末端区間!E12","v":1.05},{"$f":"末端区間!AE12","v":78},{"$f":"末端区間!AG12","v":0.13},{"$f":"IF(D6=\"\",\"\",ROUND(末端区間!K12,2))","v":0},{"$f":"IF(OR(D6=\"\",末端区間!$AA$8<>\"この項目を水理計算書に記載する\"),\"\",ROUND(末端区間!AA12,2))","v":""},{"$f":"末端区間!D12","v":0.13},{"$f":"IF(OR(末端区間!$AA$8<>\"この項目を水理計算書に記載する\",末端区間!AB12=\"\"),\"\",末端区間!AB12)","v":""}]
[null,{"$f":"IF(末端区間!F13=\"\",\"\",末端区間!F13)","v":3},{"$f":"IF(末端区間!G13=\"\",\"\",末端区間!G13)","v":"c-d"},{"$f":"IF(末端区間!I13=\"\",\"\",末端区間!I13)","v":20},{"$f":"IF(D7=\"\",\"\",末端区間!J13)","v":4},{"$f":"末端区間!AW13","v":6.15},10.15,{"$f":"IF(末端区間!H13=\"\",\"\",末端区間!H13)","v":0.53},{"$f":"末端区間!E13","v":1.69},{"$f":"末端区間!AE13","v":177},{"$f":"末端区間!AG13","v":1.98},{"$f":"IF(D7=\"\",\"\",ROUND(末端区間!K13,2))","v":2.5},{"$f":"IF(OR(D7=\"\",末端区間!$AA$8<>\"この項目を水理計算書に記載する\"),\"\",ROUND(末端区間!AA13,2))","v":""},{"$f":"末端区間!D13","v":4.4800000000000004},{"$f":"IF(OR(末端区間!$AA$8<>\"この項目を水理計算書に記載する\",末端区間!AB13=\"\"),\"\",末端区間!AB13)","v":""}]
[null,{"$f":"IF(末端区間!F14=\"\",\"\",末端区間!F14)","v":4},{"$f":"IF(末端区間!G14=\"\",\"\",末端区間!G14)","v":""},{"$f":"IF(末端区間!I14=\"\",\"\",末端区間!I14)","v":""},{"$f":"IF(D8=\"\",\"\",末端区間!J14)","v":""},{"$f":"末端区間!AW14","v":""},"",{"$f":"IF(末端区間!H14=\"\",\"\",末端区間!H14)","v":""},{"$f":"末端区間!E14","v":""},{"$f":"末端区間!AE14","v":""},{"$f":"末端区間!AG14","v":""},{"$f":"IF(D8=\"\",\"\",ROUND(末端区間!K14,2))","v":""},{"$f":"IF(OR(D8=\"\",末端区間!$AA$8<>\"この項目を水理計算書に記載する\"),\"\",ROUND(末端区間!AA14,2))","v":""},{"$f":"末端区間!D14","v":""},{"$f":"IF(OR(末端区間!$AA$8<>\"この項目を水理計算書に記載する\",末端区間!AB14=\"\"),\"\",末端区間!AB14)","v":""}]
[null,{"$f":"IF(末端区間!F15=\"\",\"\",末端区間!F15)","v":5},{"$f":"IF(末端区間!G15=\"\",\"\",末端区間!G15)","v":""},{"$f":"IF(末端区間!I15=\"\",\"\",末端区間!I15)","v":""},{"$f":"IF(D9=\"\",\"\",末端区間!J15)","v":""},{"$f":"末端区間!AW15","v":""},"",{"$f":"IF(末端区間!H15=\"\",\"\",末端区間!H15)","v":""},{"$f":"末端区間!E15","v":""},{"$f":"末端区間!AE15","v":""},{"$f":"末端区間!AG15","v":""},{"$f":"IF(D9=\"\",\"\",ROUND(末端区間!K15,2))","v":""},{"$f":"IF(OR(D9=\"\",末端区間!$AA$8<>\"この項目を水理計算書に記載する\"),\"\",ROUND(末端区間!AA15,2))","v":""},{"$f":"末端区間!D15","v":""},{"$f":"IF(OR(末端区間!$AA$8<>\"この項目を水理計算書に記載する\",末端区間!AB15=\"\"),\"\",末端区間!AB15)","v":""}]
[null,{"$f":"IF(末端区間!F16=\"\",\"\",末端区間!F16)","v":6},{"$f":"IF(末端区間!G16=\"\",\"\",末端区間!G16)","v":""},{"$f":"IF(末端区間!I16=\"\",\"\",末端区間!I16)","v":""},{"$f":"IF(D10=\"\",\"\",末端区間!J16)","v":""},{"$f":"末端区間!AW16","v":""},"",{"$f":"IF(末端区間!H16=\"\",\"\",末端区間!H16)","v":""},{"$f":"末端区間!E16","v":""},{"$f":"末端区間!AE16","v":""},{"$f":"末端区間!AG16","v":""},{"$f":"IF(D10=\"\",\"\",ROUND(末端区間!K16,2))","v":""},{"$f":"IF(OR(D10=\"\",末端区間!$AA$8<>\"この項目を水理計算書に記載する\"),\"\",ROUND(末端区間!AA16,2))","v":""},{"$f":"末端区間!D16","v":""},{"$f":"IF(OR(末端区間!$AA$8<>\"この項目を水理計算書に記載する\",末端区間!AB16=\"\"),\"\",末端区間!AB16)","v":""}]
[null,{"$f":"IF(末端区間!F17=\"\",\"\",末端区間!F17)","v":7},{"$f":"IF(末端区間!G17=\"\",\"\",末端区間!G17)","v":""},{"$f":"IF(末端区間!I17=\"\",\"\",末端区間!I17)","v":""},{"$f":"IF(D11=\"\",\"\",末端区間!J17)","v":""},{"$f":"末端区間!AW17","v":""},"",{"$f":"IF(末端区間!H17=\"\",\"\",末端区間!H17)","v":""},{"$f":"末端区間!E17","v":""},{"$f":"末端区間!AE17","v":""},{"$f":"末端区間!AG17","v":""},{"$f":"IF(D11=\"\",\"\",ROUND(末端区間!K17,2))","v":""},{"$f":"IF(OR(D11=\"\",末端区間!$AA$8<>\"この項目を水理計算書に記載する\"),\"\",ROUND(末端区間!AA17,2))","v":""},{"$f":"末端区間!D17","v":""},{"$f":"IF(OR(末端区間!$AA$8<>\"この項目を水理計算書に記載する\",末端区間!AB17=\"\"),\"\",末端区間!AB17)","v":""}]
[null,{"$f":"IF(末端区間!F18=\"\",\"\",末端区間!F18)","v":8},{"$f":"IF(末端区間!G18=\"\",\"\",末端区間!G18)","v":""},{"$f":"IF(末端区間!I18=\"\",\"\",末端区間!I18)","v":""},{"$f":"IF(D12=\"\",\"\",末端区間!J18)","v":""},{"$f":"末端区間!AW18","v":""},"",{"$f":"IF(末端区間!H18=\"\",\"\",末端区間!H18)","v":""},{"$f":"末端区間!E18","v":""},{"$f":"末端区間!AE18","v":""},{"$f":"末端区間!AG18","v":""},{"$f":"IF(D12=\"\",\"\",ROUND(末端区間!K18,2))","v":""},{"$f":"IF(OR(D12=\"\",末端区間!$AA$8<>\"この項目を水理計算書に記載する\"),\"\",ROUND(末端区間!AA18,2))","v":""},{"$f":"末端区間!D18","v":""},{"$f":"IF(OR(末端区間!$AA$8<>\"この項目を水理計算書に記載する\",末端区間!AB18=\"\"),\"\",末端区間!AB18)","v":""}]
[null,{"$f":"IF(末端区間!F19=\"\",\"\",末端区間!F19)","v":9},{"$f":"IF(末端区間!G19=\"\",\"\",末端区間!G19)","v":""},{"$f":"IF(末端区間!I19=\"\",\"\",末端区間!I19)","v":""},{"$f":"IF(D13=\"\",\"\",末端区間!J19)","v":""},{"$f":"末端区間!AW19","v":""},"",{"$f":"IF(末端区間!H19=\"\",\"\",末端区間!H19)","v":""},{"$f":"末端区間!E19","v":""},{"$f":"末端区間!AE19","v":""},{"$f":"末端区間!AG19","v":""},{"$f":"IF(D13=\"\",\"\",ROUND(末端区間!K19,2))","v":""},{"$f":"IF(OR(D13=\"\",末端区間!$AA$8<>\"この項目を水理計算書に記載する\"),\"\",ROUND(末端区間!AA19,2))","v":""},{"$f":"末端区間!D19","v":""},{"$f":"IF(OR(末端区間!$AA$8<>\"この項目を水理計算書に記載する\",末端区間!AB19=\"\"),\"\",末端区間!AB19)","v":""}]
[null,{"$f":"IF(末端区間!F20=\"\",\"\",末端区間!F20)","v":10},{"$f":"IF(末端区間!G20=\"\",\"\",末端区間!G20)","v":""},{"$f":"IF(末端区間!I20=\"\",\"\",末端区間!I20)","v":""},{"$f":"IF(D14=\"\",\"\",末端区間!J20)","v":""},{"$f":"末端区間!AW20","v":""},"",{"$f":"IF(末端区間!H20=\"\",\"\",末端区間!H20)","v":""},{"$f":"末端区間!E20","v":""},{"$f":"末端区間!AE20","v":""},{"$f":"末端区間!AG20","v":""},{"$f":"IF(D14=\"\",\"\",ROUND(末端区間!K20,2))","v":""},{"$f":"IF(OR(D14=\"\",末端区間!$AA$8<>\"この項目を水理計算書に記載する\"),\"\",ROUND(末端区間!AA20,2))","v":""},{"$f":"末端区間!D20","v":""},{"$f":"IF(OR(末端区間!$AA$8<>\"この項目を水理計算書に記載する\",末端区間!AB20=\"\"),\"\",末端区間!AB20)","v":""}]
[null,{"$f":"IF(末端区間!F21=\"\",\"\",末端区間!F21)","v":11},{"$f":"IF(末端区間!G21=\"\",\"\",末端区間!G21)","v":""},{"$f":"IF(末端区間!I21=\"\",\"\",末端区間!I21)","v":""},{"$f":"IF(D15=\"\",\"\",末端区間!J21)","v":""},{"$f":"末端区間!AW21","v":""},"",{"$f":"IF(末端区間!H21=\"\",\"\",末端区間!H21)","v":""},{"$f":"末端区間!E21","v":""},{"$f":"末端区間!AE21","v":""},{"$f":"末端区間!AG21","v":""},{"$f":"IF(D15=\"\",\"\",ROUND(末端区間!K21,2))","v":""},{"$f":"IF(OR(D15=\"\",末端区間!$AA$8<>\"この項目を水理計算書に記載する\"),\"\",ROUND(末端区間!AA21,2))","v":""},{"$f":"末端区間!D21","v":""},{"$f":"IF(OR(末端区間!$AA$8<>\"この項目を水理計算書に記載する\",末端区間!AB21=\"\"),\"\",末端区間!AB21)","v":""}]
[null,{"$f":"IF(末端区間!F22=\"\",\"\",末端区間!F22)","v":12},{"$f":"IF(末端区間!G22=\"\",\"\",末端区間!G22)","v":""},{"$f":"IF(末端区間!I22=\"\",\"\",末端区間!I22)","v":""},{"$f":"IF(D16=\"\",\"\",末端区間!J22)","v":""},{"$f":"末端区間!AW22","v":""},"",{"$f":"IF(末端区間!H22=\"\",\"\",末端区間!H22)","v":""},{"$f":"末端区間!E22","v":""},{"$f":"末端区間!AE22","v":""},{"$f":"末端区間!AG22","v":""},{"$f":"IF(D16=\"\",\"\",ROUND(末端区間!K22,2))","v":""},{"$f":"IF(OR(D16=\"\",末端区間!$AA$8<>\"この項目を水理計算書に記載する\"),\"\",ROUND(末端区間!AA22,2))","v":""},{"$f":"末端区間!D22","v":""},{"$f":"IF(OR(末端区間!$AA$8<>\"この項目を水理計算書に記載する\",末端区間!AB22=\"\"),\"\",末端区間!AB22)","v":""}]
[null,{"$f":"IF(末端区間!F23=\"\",\"\",末端区間!F23)","v":13},{"$f":"IF(末端区間!G23=\"\",\"\",末端区間!G23)","v":""},{"$f":"IF(末端区間!I23=\"\",\"\",末端区間!I23)","v":""},{"$f":"IF(D17=\"\",\"\",末端区間!J23)","v":""},{"$f":"末端区間!AW23","v":""},"",{"$f":"IF(末端区間!H23=\"\",\"\",末端区間!H23)","v":""},{"$f":"末端区間!E23","v":""},{"$f":"末端区間!AE23","v":""},{"$f":"末端区間!AG23","v":""},{"$f":"IF(D17=\"\",\"\",ROUND(末端区間!K23,2))","v":""},{"$f":"IF(OR(D17=\"\",末端区間!$AA$8<>\"この項目を水理計算書に記載する\"),\"\",ROUND(末端区間!AA23,2))","v":""},{"$f":"末端区間!D23","v":""},{"$f":"IF(OR(末端区間!$AA$8<>\"この項目を水理計算書に記載する\",末端区間!AB23=\"\"),\"\",末端区間!AB23)","v":""}]
[null,{"$f":"IF(末端区間!F24=\"\",\"\",末端区間!F24)","v":14},{"$f":"IF(末端区間!G24=\"\",\"\",末端区間!G24)","v":""},{"$f":"IF(末端区間!I24=\"\",\"\",末端区間!I24)","v":""},{"$f":"IF(D18=\"\",\"\",末端区間!J24)","v":""},{"$f":"末端区間!AW24","v":""},"",{"$f":"IF(末端区間!H24=\"\",\"\",末端区間!H24)","v":""},{"$f":"末端区間!E24","v":""},{"$f":"末端区間!AE24","v":""},{"$f":"末端区間!AG24","v":""},{"$f":"IF(D18=\"\",\"\",ROUND(末端区間!K24,2))","v":""},{"$f":"IF(OR(D18=\"\",末端区間!$AA$8<>\"この項目を水理計算書に記載する\"),\"\",ROUND(末端区間!AA24,2))","v":""},{"$f":"末端区間!D24","v":""},{"$f":"IF(OR(末端区間!$AA$8<>\"この項目を水理計算書に記載する\",末端区間!AB24=\"\"),\"\",末端区間!AB24)","v":""}]
[null,{"$f":"IF(末端区間!F25=\"\",\"\",末端区間!F25)","v":15},{"$f":"IF(末端区間!G25=\"\",\"\",末端区間!G25)","v":""},{"$f":"IF(末端区間!I25=\"\",\"\",末端区間!I25)","v":""},{"$f":"IF(D19=\"\",\"\",末端区間!J25)","v":""},{"$f":"末端区間!AW25","v":""},"",{"$f":"IF(末端区間!H25=\"\",\"\",末端区間!H25)","v":""},{"$f":"末端区間!E25","v":""},{"$f":"末端区間!AE25","v":""},{"$f":"末端区間!AG25","v":""},{"$f":"IF(D19=\"\",\"\",ROUND(末端区間!K25,2))","v":""},{"$f":"IF(OR(D19=\"\",末端区間!$AA$8<>\"この項目を水理計算書に記載する\"),\"\",ROUND(末端区間!AA25,2))","v":""},{"$f":"末端区間!D25","v":""},{"$f":"IF(OR(末端区間!$AA$8<>\"この項目を水理計算書に記載する\",末端区間!AB25=\"\"),\"\",末端区間!AB25)","v":""}]
[null,{"$f":"IF(末端区間!F26=\"\",\"\",末端区間!F26)","v":16},{"$f":"IF(末端区間!G26=\"\",\"\",末端区間!G26)","v":""},{"$f":"IF(末端区間!I26=\"\",\"\",末端区間!I26)","v":""},{"$f":"IF(D20=\"\",\"\",末端区間!J26)","v":""},{"$f":"末端区間!AW26","v":""},"",{"$f":"IF(末端区間!H26=\"\",\"\",末端区間!H26)","v":""},{"$f":"末端区間!E26","v":""},{"$f":"末端区間!AE26","v":""},{"$f":"末端区間!AG26","v":""},{"$f":"IF(D20=\"\",\"\",ROUND(末端区間!K26,2))","v":""},{"$f":"IF(OR(D20=\"\",末端区間!$AA$8<>\"この項目を水理計算書に記載する\"),\"\",ROUND(末端区間!AA26,2))","v":""},{"$f":"末端区間!D26","v":""},{"$f":"IF(OR(末端区間!$AA$8<>\"この項目を水理計算書に記載する\",末端区間!AB26=\"\"),\"\",末端区間!AB26)","v":""}]
[null,{"$f":"IF(末端区間!F27=\"\",\"\",末端区間!F27)","v":17},{"$f":"IF(末端区間!G27=\"\",\"\",末端区間!G27)","v":""},{"$f":"IF(末端区間!I27=\"\",\"\",末端区間!I27)","v":""},{"$f":"IF(D21=\"\",\"\",末端区間!J27)","v":""},{"$f":"末端区間!AW27","v":""},"",{"$f":"IF(末端区間!H27=\"\",\"\",末端区間!H27)","v":""},{"$f":"末端区間!E27","v":""},{"$f":"末端区間!AE27","v":""},{"$f":"末端区間!AG27","v":""},{"$f":"IF(D21=\"\",\"\",ROUND(末端区間!K27,2))","v":""},{"$f":"IF(OR(D21=\"\",末端区間!$AA$8<>\"この項目を水理計算書に記載する\"),\"\",ROUND(末端区間!AA27,2))","v":""},{"$f":"末端区間!D27","v":""},{"$f":"IF(OR(末端区間!$AA$8<>\"この項目を水理計算書に記載する\",末端区間!AB27=\"\"),\"\",末端区間!AB27)","v":""}]
[null,{"$f":"IF(末端区間!F28=\"\",\"\",末端区間!F28)","v":18},{"$f":"IF(末端区間!G28=\"\",\"\",末端区間!G28)","v":""},{"$f":"IF(末端区間!I28=\"\",\"\",末端区間!I28)","v":""},{"$f":"IF(D22=\"\",\"\",末端区間!J28)","v":""},{"$f":"末端区間!AW28","v":""},"",{"$f":"IF(末端区間!H28=\"\",\"\",末端区間!H28)","v":""},{"$f":"末端区間!E28","v":""},{"$f":"末端区間!AE28","v":""},{"$f":"末端区間!AG28","v":""},{"$f":"IF(D22=\"\",\"\",ROUND(末端区間!K28,2))","v":""},{"$f":"IF(OR(D22=\"\",末端区間!$AA$8<>\"この項目を水理計算書に記載する\"),\"\",ROUND(末端区間!AA28,2))","v":""},{"$f":"末端区間!D28","v":""},{"$f":"IF(OR(末端区間!$AA$8<>\"この項目を水理計算書に記載する\",末端区間!AB28=\"\"),\"\",末端区間!AB28)","v":""}]
[null,{"$f":"IF(末端区間!F29=\"\",\"\",末端区間!F29)","v":19},{"$f":"IF(末端区間!G29=\"\",\"\",末端区間!G29)","v":""},{"$f":"IF(末端区間!I29=\"\",\"\",末端区間!I29)","v":""},{"$f":"IF(D23=\"\",\"\",末端区間!J29)","v":""},{"$f":"末端区間!AW29","v":""},"",{"$f":"IF(末端区間!H29=\"\",\"\",末端区間!H29)","v":""},{"$f":"末端区間!E29","v":""},{"$f":"末端区間!AE29","v":""},{"$f":"末端区間!AG29","v":""},{"$f":"IF(D23=\"\",\"\",ROUND(末端区間!K29,2))","v":""},{"$f":"IF(OR(D23=\"\",末端区間!$AA$8<>\"この項目を水理計算書に記載する\"),\"\",ROUND(末端区間!AA29,2))","v":""},{"$f":"末端区間!D29","v":""},{"$f":"IF(OR(末端区間!$AA$8<>\"この項目を水理計算書に記載する\",末端区間!AB29=\"\"),\"\",末端区間!AB29)","v":""}]
[null,{"$f":"IF(末端区間!F30=\"\",\"\",末端区間!F30)","v":20},{"$f":"IF(末端区間!G30=\"\",\"\",末端区間!G30)","v":""},{"$f":"IF(末端区間!I30=\"\",\"\",末端区間!I30)","v":""},{"$f":"IF(D24=\"\",\"\",末端区間!J30)","v":""},{"$f":"末端区間!AW30","v":""},"",{"$f":"IF(末端区間!H30=\"\",\"\",末端区間!H30)","v":""},{"$f":"末端区間!E30","v":""},{"$f":"末端区間!AE30","v":""},{"$f":"末端区間!AG30","v":""},{"$f":"IF(D24=\"\",\"\",ROUND(末端区間!K30,2))","v":""},{"$f":"IF(OR(D24=\"\",末端区間!$AA$8<>\"この項目を水理計算書に記載する\"),\"\",ROUND(末端区間!AA30,2))","v":""},{"$f":"末端区間!D30","v":""},{"$f":"IF(OR(末端区間!$AA$8<>\"この項目を水理計算書に記載する\",末端区間!AB30=\"\"),\"\",末端区間!AB30)","v":""}]
[null,{"$f":"IF(末端区間!F31=\"\",\"\",末端区間!F31)","v":21},{"$f":"IF(末端区間!G31=\"\",\"\",末端区間!G31)","v":""},{"$f":"IF(末端区間!I31=\"\",\"\",末端区間!I31)","v":""},{"$f":"IF(D25=\"\",\"\",末端区間!J31)","v":""},{"$f":"末端区間!AW31","v":""},"",{"$f":"IF(末端区間!H31=\"\",\"\",末端区間!H31)","v":""},{"$f":"末端区間!E31","v":""},{"$f":"末端区間!AE31","v":""},{"$f":"末端区間!AG31","v":""},{"$f":"IF(D25=\"\",\"\",ROUND(末端区間!K31,2))","v":""},{"$f":"IF(OR(D25=\"\",末端区間!$AA$8<>\"この項目を水理計算書に記載する\"),\"\",ROUND(末端区間!AA31,2))","v":""},{"$f":"末端区間!D31","v":""},{"$f":"IF(OR(末端区間!$AA$8<>\"この項目を水理計算書に記載する\",末端区間!AB31=\"\"),\"\",末端区間!AB31)","v":""}]
[null,{"$f":"IF(末端区間!F32=\"\",\"\",末端区間!F32)","v":22},{"$f":"IF(末端区間!G32=\"\",\"\",末端区間!G32)","v":""},{"$f":"IF(末端区間!I32=\"\",\"\",末端区間!I32)","v":""},{"$f":"IF(D26=\"\",\"\",末端区間!J32)","v":""},{"$f":"末端区間!AW32","v":""},"",{"$f":"IF(末端区間!H32=\"\",\"\",末端区間!H32)","v":""},{"$f":"末端区間!E32","v":""},{"$f":"末端区間!AE32","v":""},{"$f":"末端区間!AG32","v":""},{"$f":"IF(D26=\"\",\"\",ROUND(末端区間!K32,2))","v":""},{"$f":"IF(OR(D26=\"\",末端区間!$AA$8<>\"この項目を水理計算書に記載する\"),\"\",ROUND(末端区間!AA32,2))","v":""},{"$f":"末端区間!D32","v":""},{"$f":"IF(OR(末端区間!$AA$8<>\"この項目を水理計算書に記載する\",末端区間!AB32=\"\"),\"\",末端区間!AB32)","v":""}]
[null,{"$f":"IF(末端区間!F33=\"\",\"\",末端区間!F33)","v":23},{"$f":"IF(末端区間!G33=\"\",\"\",末端区間!G33)","v":""},{"$f":"IF(末端区間!I33=\"\",\"\",末端区間!I33)","v":""},{"$f":"IF(D27=\"\",\"\",末端区間!J33)","v":""},{"$f":"末端区間!AW33","v":""},"",{"$f":"IF(末端区間!H33=\"\",\"\",末端区間!H33)","v":""},{"$f":"末端区間!E33","v":""},{"$f":"末端区間!AE33","v":""},{"$f":"末端区間!AG33","v":""},{"$f":"IF(D27=\"\",\"\",ROUND(末端区間!K33,2))","v":""},{"$f":"IF(OR(D27=\"\",末端区間!$AA$8<>\"この項目を水理計算書に記載する\"),\"\",ROUND(末端区間!AA33,2))","v":""},{"$f":"末端区間!D33","v":""},{"$f":"IF(OR(末端区間!$AA$8<>\"この項目を水理計算書に記載する\",末端区間!AB33=\"\"),\"\",末端区間!AB33)","v":""}]
[null,{"$f":"IF(末端区間!F34=\"\",\"\",末端区間!F34)","v":24},{"$f":"IF(末端区間!G34=\"\",\"\",末端区間!G34)","v":""},{"$f":"IF(末端区間!I34=\"\",\"\",末端区間!I34)","v":""},{"$f":"IF(D28=\"\",\"\",末端区間!J34)","v":""},{"$f":"末端区間!AW34","v":""},"",{"$f":"IF(末端区間!H34=\"\",\"\",末端区間!H34)","v":""},{"$f":"末端区間!E34","v":""},{"$f":"末端区間!AE34","v":""},{"$f":"末端区間!AG34","v":""},{"$f":"IF(D28=\"\",\"\",ROUND(末端区間!K34,2))","v":""},{"$f":"IF(OR(D28=\"\",末端区間!$AA$8<>\"この項目を水理計算書に記載する\"),\"\",ROUND(末端区間!AA34,2))","v":""},{"$f":"末端区間!D34","v":""},{"$f":"IF(OR(末端区間!$AA$8<>\"この項目を水理計算書に記載する\",末端区間!AB34=\"\"),\"\",末端区間!AB34)","v":""}]
[null,{"$f":"IF(末端区間!F35=\"\",\"\",末端区間!F35)","v":25},{"$f":"IF(末端区間!G35=\"\",\"\",末端区間!G35)","v":""},{"$f":"IF(末端区間!I35=\"\",\"\",末端区間!I35)","v":""},{"$f":"IF(D29=\"\",\"\",末端区間!J35)","v":""},{"$f":"末端区間!AW35","v":""},"",{"$f":"IF(末端区間!H35=\"\",\"\",末端区間!H35)","v":""},{"$f":"末端区間!E35","v":""},{"$f":"末端区間!AE35","v":""},{"$f":"末端区間!AG35","v":""},{"$f":"IF(D29=\"\",\"\",ROUND(末端区間!K35,2))","v":""},{"$f":"IF(OR(D29=\"\",末端区間!$AA$8<>\"この項目を水理計算書に記載する\"),\"\",ROUND(末端区間!AA35,2))","v":""},{"$f":"末端区間!D35","v":""},{"$f":"IF(OR(末端区間!$AA$8<>\"この項目を水理計算書に記載する\",末端区間!AB35=\"\"),\"\",末端区間!AB35)","v":""}]
[null,{"$f":"IF(末端区間!$F$10<26,\"合計 \",\"小計\")","v":"合計 "},null,null,{"$f":"SUM(E5:E29)","v":7},{"$f":"SUM(F5:F29)","v":9.15},{"$f":"SUM(G5:G29)","v":16.149999999999999},null,null,null,{"$f":"SUM(K5:K29)","v":3.2399999999999998},{"$f":"SUM(L5:L29)","v":3.3},{"$f":"IF(末端区間!$AA$8<>\"この項目を水理計算書に記載する\",\"\",SUM(M5:M29))","v":""},{"$f":"SUM(N5:N29)","v":6.5400000000000009}]
[]
[null,"※1 他損失水頭等の内訳は備考欄参照。"]
[null,{"$f":"IF(末端4!$B$15<>\"設定する\",\"\",IF(末端4!$C$15=\"\",\"※2 安全率未入力\",\"※2 損失水頭は安全率\"&末端4!$C$15&\"％を含んだ値。\"))","v":"※2 損失水頭は安全率10％を含んだ値。"}]
[]
[null,"損失水頭計算表-末端世帯 ( 2 / 2 )"]
[]
[null,"区間数","区間名","口径","管延長","直管\n換算長","管長計","流量","流速","動水勾配",{"$f":"IF(末端4!$B$15=\"設定する\",\"損失水頭\n（※2）\",\"損失水頭\")","v":"損失水頭\n（※2）"},"立上り","他損失\n水頭等\n（※1）","所要水頭","備考"]
[null,null,null,"mm","m","m","m","L/sec","m/sec","‰","m","m","m","m"]
[null,null,"前区間小計",null,{"$f":"E30","v":7},{"$f":"F30","v":9.15},{"$f":"G30","v":16.149999999999999},null,null,null,{"$f":"K30","v":3.2399999999999998},{"$f":"L30","v":3.3},{"$f":"M30","v":""},{"$f":"N30","v":6.5400000000000009}]
[null,{"$f":"IF(末端区間!F36=\"\",\"\",末端区間!F36)","v":26},{"$f":"IF(末端区間!G36=\"\",\"\",末端区間!G36)","v":""},{"$f":"IF(末端区間!I36=\"\",\"\",末端区間!I36)","v":""},{"$f":"IF(D40=\"\",\"\",末端区間!J36)","v":""},{"$f":"末端区間!AW36","v":""},{"$f":"IF(F40=\"\",\"\",E40+F40)","v":""},{"$f":"IF(末端区間!H36=\"\",\"\",末端区間!H36)","v":""},{"$f":"末端区間!E36","v":""},{"$f":"末端区間!AE36","v":""},{"$f":"末端区間!AG36","v":""},{"$f":"IF(D40=\"\",\"\",ROUND(末端区間!K36,2))","v":""},{"$f":"IF(OR(D40=\"\",末端区間!$AA$8<>\"この項目を水理計算書に記載する\"),\"\",ROUND(末端区間!AA36,2))","v":""},{"$f":"末端区間!D36","v":""},{"$f":"IF(OR(末端区間!$AA$8<>\"この項目を水理計算書に記載する\",末端区間!AB36=\"\"),\"\",末端区間!AB36)","v":""}]
[null,{"$f":"IF(末端区間!F37=\"\",\"\",末端区間!F37)","v":27},{"$f":"IF(末端区間!G37=\"\",\"\",末端区間!G37)","v":""},{"$f":"IF(末端区間!I37=\"\",\"\",末端区間!I37)","v":""},{"$f":"IF(D41=\"\",\"\",末端区間!J37)","v":""},{"$f":"末端区間!AW37","v":""},"",{"$f":"IF(末端区間!H37=\"\",\"\",末端区間!H37)","v":""},{"$f":"末端区間!E37","v":""},{"$f":"末端区間!AE37","v":""},{"$f":"末端区間!AG37","v":""},{"$f":"IF(D41=\"\",\"\",ROUND(末端区間!K37,2))","v":""},{"$f":"IF(OR(D41=\"\",末端区間!$AA$8<>\"この項目を水理計算書に記載する\"),\"\",ROUND(末端区間!AA37,2))","v":""},{"$f":"末端区間!D37","v":""},{"$f":"IF(OR(末端区間!$AA$8<>\"この項目を水理計算書に記載する\",末端区間!AB37=\"\"),\"\",末端区間!AB37)","v":""}]
[null,{"$f":"IF(末端区間!F38=\"\",\"\",末端区間!F38)","v":28},{"$f":"IF(末端区間!G38=\"\",\"\",末端区間!G38)","v":""},{"$f":"IF(末端区間!I38=\"\",\"\",末端区間!I38)","v":""},{"$f":"IF(D42=\"\",\"\",末端区間!J38)","v":""},{"$f":"末端区間!AW38","v":""},"",{"$f":"IF(末端区間!H38=\"\",\"\",末端区間!H38)","v":""},{"$f":"末端区間!E38","v":""},{"$f":"末端区間!AE38","v":""},{"$f":"末端区間!AG38","v":""},{"$f":"IF(D42=\"\",\"\",ROUND(末端区間!K38,2))","v":""},{"$f":"IF(OR(D42=\"\",末端区間!$AA$8<>\"この項目を水理計算書に記載する\"),\"\",ROUND(末端区間!AA38,2))","v":""},{"$f":"末端区間!D38","v":""},{"$f":"IF(OR(末端区間!$AA$8<>\"この項目を水理計算書に記載する\",末端区間!AB38=\"\"),\"\",末端区間!AB38)","v":""}]
[null,{"$f":"IF(末端区間!F39=\"\",\"\",末端区間!F39)","v":29},{"$f":"IF(末端区間!G39=\"\",\"\",末端区間!G39)","v":""},{"$f":"IF(末端区間!I39=\"\",\"\",末端区間!I39)","v":""},{"$f":"IF(D43=\"\",\"\",末端区間!J39)","v":""},{"$f":"末端区間!AW39","v":""},"",{"$f":"IF(末端区間!H39=\"\",\"\",末端区間!H39)","v":""},{"$f":"末端区間!E39","v":""},{"$f":"末端区間!AE39","v":""},{"$f":"末端区間!AG39","v":""},{"$f":"IF(D43=\"\",\"\",ROUND(末端区間!K39,2))","v":""},{"$f":"IF(OR(D43=\"\",末端区間!$AA$8<>\"この項目を水理計算書に記載する\"),\"\",ROUND(末端区間!AA39,2))","v":""},{"$f":"末端区間!D39","v":""},{"$f":"IF(OR(末端区間!$AA$8<>\"この項目を水理計算書に記載する\",末端区間!AB39=\"\"),\"\",末端区間!AB39)","v":""}]
[null,{"$f":"IF(末端区間!F40=\"\",\"\",末端区間!F40)","v":30},{"$f":"IF(末端区間!G40=\"\",\"\",末端区間!G40)","v":""},{"$f":"IF(末端区間!I40=\"\",\"\",末端区間!I40)","v":""},{"$f":"IF(D44=\"\",\"\",末端区間!J40)","v":""},{"$f":"末端区間!AW40","v":""},"",{"$f":"IF(末端区間!H40=\"\",\"\",末端区間!H40)","v":""},{"$f":"末端区間!E40","v":""},{"$f":"末端区間!AE40","v":""},{"$f":"末端区間!AG40","v":""},{"$f":"IF(D44=\"\",\"\",ROUND(末端区間!K40,2))","v":""},{"$f":"IF(OR(D44=\"\",末端区間!$AA$8<>\"この項目を水理計算書に記載する\"),\"\",ROUND(末端区間!AA40,2))","v":""},{"$f":"末端区間!D40","v":""},{"$f":"IF(OR(末端区間!$AA$8<>\"この項目を水理計算書に記載する\",末端区間!AB40=\"\"),\"\",末端区間!AB40)","v":""}]
[null,{"$f":"IF(末端区間!F41=\"\",\"\",末端区間!F41)","v":31},{"$f":"IF(末端区間!G41=\"\",\"\",末端区間!G41)","v":""},{"$f":"IF(末端区間!I41=\"\",\"\",末端区間!I41)","v":""},{"$f":"IF(D45=\"\",\"\",末端区間!J41)","v":""},{"$f":"末端区間!AW41","v":""},"",{"$f":"IF(末端区間!H41=\"\",\"\",末端区間!H41)","v":""},{"$f":"末端区間!E41","v":""},{"$f":"末端区間!AE41","v":""},{"$f":"末端区間!AG41","v":""},{"$f":"IF(D45=\"\",\"\",ROUND(末端区間!K41,2))","v":""},{"$f":"IF(OR(D45=\"\",末端区間!$AA$8<>\"この項目を水理計算書に記載する\"),\"\",ROUND(末端区間!AA41,2))","v":""},{"$f":"末端区間!D41","v":""},{"$f":"IF(OR(末端区間!$AA$8<>\"この項目を水理計算書に記載する\",末端区間!AB41=\"\"),\"\",末端区間!AB41)","v":""}]
[null,{"$f":"IF(末端区間!F42=\"\",\"\",末端区間!F42)","v":32},{"$f":"IF(末端区間!G42=\"\",\"\",末端区間!G42)","v":""},{"$f":"IF(末端区間!I42=\"\",\"\",末端区間!I42)","v":""},{"$f":"IF(D46=\"\",\"\",末端区間!J42)","v":""},{"$f":"末端区間!AW42","v":""},"",{"$f":"IF(末端区間!H42=\"\",\"\",末端区間!H42)","v":""},{"$f":"末端区間!E42","v":""},{"$f":"末端区間!AE42","v":""},{"$f":"末端区間!AG42","v":""},{"$f":"IF(D46=\"\",\"\",ROUND(末端区間!K42,2))","v":""},{"$f":"IF(OR(D46=\"\",末端区間!$AA$8<>\"この項目を水理計算書に記載する\"),\"\",ROUND(末端区間!AA42,2))","v":""},{"$f":"末端区間!D42","v":""},{"$f":"IF(OR(末端区間!$AA$8<>\"この項目を水理計算書に記載する\",末端区間!AB42=\"\"),\"\",末端区間!AB42)","v":""}]
[null,{"$f":"IF(末端区間!F43=\"\",\"\",末端区間!F43)","v":33},{"$f":"IF(末端区間!G43=\"\",\"\",末端区間!G43)","v":""},{"$f":"IF(末端区間!I43=\"\",\"\",末端区間!I43)","v":""},{"$f":"IF(D47=\"\",\"\",末端区間!J43)","v":""},{"$f":"末端区間!AW43","v":""},"",{"$f":"IF(末端区間!H43=\"\",\"\",末端区間!H43)","v":""},{"$f":"末端区間!E43","v":""},{"$f":"末端区間!AE43","v":""},{"$f":"末端区間!AG43","v":""},{"$f":"IF(D47=\"\",\"\",ROUND(末端区間!K43,2))","v":""},{"$f":"IF(OR(D47=\"\",末端区間!$AA$8<>\"この項目を水理計算書に記載する\"),\"\",ROUND(末端区間!AA43,2))","v":""},{"$f":"末端区間!D43","v":""},{"$f":"IF(OR(末端区間!$AA$8<>\"この項目を水理計算書に記載する\",末端区間!AB43=\"\"),\"\",末端区間!AB43)","v":""}]
[null,{"$f":"IF(末端区間!F44=\"\",\"\",末端区間!F44)","v":34},{"$f":"IF(末端区間!G44=\"\",\"\",末端区間!G44)","v":""},{"$f":"IF(末端区間!I44=\"\",\"\",末端区間!I44)","v":""},{"$f":"IF(D48=\"\",\"\",末端区間!J44)","v":""},{"$f":"末端区間!AW44","v":""},"",{"$f":"IF(末端区間!H44=\"\",\"\",末端区間!H44)","v":""},{"$f":"末端区間!E44","v":""},{"$f":"末端区間!AE44","v":""},{"$f":"末端区間!AG44","v":""},{"$f":"IF(D48=\"\",\"\",ROUND(末端区間!K44,2))","v":""},{"$f":"IF(OR(D48=\"\",末端区間!$AA$8<>\"この項目を水理計算書に記載する\"),\"\",ROUND(末端区間!AA44,2))","v":""},{"$f":"末端区間!D44","v":""},{"$f":"IF(OR(末端区間!$AA$8<>\"この項目を水理計算書に記載する\",末端区間!AB44=\"\"),\"\",末端区間!AB44)","v":""}]
[null,{"$f":"IF(末端区間!F45=\"\",\"\",末端区間!F45)","v":35},{"$f":"IF(末端区間!G45=\"\",\"\",末端区間!G45)","v":""},{"$f":"IF(末端区間!I45=\"\",\"\",末端区間!I45)","v":""},{"$f":"IF(D49=\"\",\"\",末端区間!J45)","v":""},{"$f":"末端区間!AW45","v":""},"",{"$f":"IF(末端区間!H45=\"\",\"\",末端区間!H45)","v":""},{"$f":"末端区間!E45","v":""},{"$f":"末端区間!AE45","v":""},{"$f":"末端区間!AG45","v":""},{"$f":"IF(D49=\"\",\"\",ROUND(末端区間!K45,2))","v":""},{"$f":"IF(OR(D49=\"\",末端区間!$AA$8<>\"この項目を水理計算書に記載する\"),\"\",ROUND(末端区間!AA45,2))","v":""},{"$f":"末端区間!D45","v":""},{"$f":"IF(OR(末端区間!$AA$8<>\"この項目を水理計算書に記載する\",末端区間!AB45=\"\"),\"\",末端区間!AB45)","v":""}]
[null,{"$f":"IF(末端区間!F46=\"\",\"\",末端区間!F46)","v":36},{"$f":"IF(末端区間!G46=\"\",\"\",末端区間!G46)","v":""},{"$f":"IF(末端区間!I46=\"\",\"\",末端区間!I46)","v":""},{"$f":"IF(D50=\"\",\"\",末端区間!J46)","v":""},{"$f":"末端区間!AW46","v":""},"",{"$f":"IF(末端区間!H46=\"\",\"\",末端区間!H46)","v":""},{"$f":"末端区間!E46","v":""},{"$f":"末端区間!AE46","v":""},{"$f":"末端区間!AG46","v":""},{"$f":"IF(D50=\"\",\"\",ROUND(末端区間!K46,2))","v":""},{"$f":"IF(OR(D50=\"\",末端区間!$AA$8<>\"この項目を水理計算書に記載する\"),\"\",ROUND(末端区間!AA46,2))","v":""},{"$f":"末端区間!D46","v":""},{"$f":"IF(OR(末端区間!$AA$8<>\"この項目を水理計算書に記載する\",末端区間!AB46=\"\"),\"\",末端区間!AB46)","v":""}]
[null,{"$f":"IF(末端区間!F47=\"\",\"\",末端区間!F47)","v":37},{"$f":"IF(末端区間!G47=\"\",\"\",末端区間!G47)","v":""},{"$f":"IF(末端区間!I47=\"\",\"\",末端区間!I47)","v":""},{"$f":"IF(D51=\"\",\"\",末端区間!J47)","v":""},{"$f":"末端区間!AW47","v":""},"",{"$f":"IF(末端区間!H47=\"\",\"\",末端区間!H47)","v":""},{"$f":"末端区間!E47","v":""},{"$f":"末端区間!AE47","v":""},{"$f":"末端区間!AG47","v":""},{"$f":"IF(D51=\"\",\"\",ROUND(末端区間!K47,2))","v":""},{"$f":"IF(OR(D51=\"\",末端区間!$AA$8<>\"この項目を水理計算書に記載する\"),\"\",ROUND(末端区間!AA47,2))","v":""},{"$f":"末端区間!D47","v":""},{"$f":"IF(OR(末端区間!$AA$8<>\"この項目を水理計算書に記載する\",末端区間!AB47=\"\"),\"\",末端区間!AB47)","v":""}]
[null,{"$f":"IF(末端区間!F48=\"\",\"\",末端区間!F48)","v":38},{"$f":"IF(末端区間!G48=\"\",\"\",末端区間!G48)","v":""},{"$f":"IF(末端区間!I48=\"\",\"\",末端区間!I48)","v":""},{"$f":"IF(D52=\"\",\"\",末端区間!J48)","v":""},{"$f":"末端区間!AW48","v":""},"",{"$f":"IF(末端区間!H48=\"\",\"\",末端区間!H48)","v":""},{"$f":"末端区間!E48","v":""},{"$f":"末端区間!AE48","v":""},{"$f":"末端区間!AG48","v":""},{"$f":"IF(D52=\"\",\"\",ROUND(末端区間!K48,2))","v":""},{"$f":"IF(OR(D52=\"\",末端区間!$AA$8<>\"この項目を水理計算書に記載する\"),\"\",ROUND(末端区間!AA48,2))","v":""},{"$f":"末端区間!D48","v":""},{"$f":"IF(OR(末端区間!$AA$8<>\"この項目を水理計算書に記載する\",末端区間!AB48=\"\"),\"\",末端区間!AB48)","v":""}]
[null,{"$f":"IF(末端区間!F49=\"\",\"\",末端区間!F49)","v":39},{"$f":"IF(末端区間!G49=\"\",\"\",末端区間!G49)","v":""},{"$f":"IF(末端区間!I49=\"\",\"\",末端区間!I49)","v":""},{"$f":"IF(D53=\"\",\"\",末端区間!J49)","v":""},{"$f":"末端区間!AW49","v":""},"",{"$f":"IF(末端区間!H49=\"\",\"\",末端区間!H49)","v":""},{"$f":"末端区間!E49","v":""},{"$f":"末端区間!AE49","v":""},{"$f":"末端区間!AG49","v":""},{"$f":"IF(D53=\"\",\"\",ROUND(末端区間!K49,2))","v":""},{"$f":"IF(OR(D53=\"\",末端区間!$AA$8<>\"この項目を水理計算書に記載する\"),\"\",ROUND(末端区間!AA49,2))","v":""},{"$f":"末端区間!D49","v":""},{"$f":"IF(OR(末端区間!$AA$8<>\"この項目を水理計算書に記載する\",末端区間!AB49=\"\"),\"\",末端区間!AB49)","v":""}]
[null,{"$f":"IF(末端区間!F50=\"\",\"\",末端区間!F50)","v":40},{"$f":"IF(末端区間!G50=\"\",\"\",末端区間!G50)","v":""},{"$f":"IF(末端区間!I50=\"\",\"\",末端区間!I50)","v":""},{"$f":"IF(D54=\"\",\"\",末端区間!J50)","v":""},{"$f":"末端区間!AW50","v":""},"",{"$f":"IF(末端区間!H50=\"\",\"\",末端区間!H50)","v":""},{"$f":"末端区間!E50","v":""},{"$f":"末端区間!AE50","v":""},{"$f":"末端区間!AG50","v":""},{"$f":"IF(D54=\"\",\"\",ROUND(末端区間!K50,2))","v":""},{"$f":"IF(OR(D54=\"\",末端区間!$AA$8<>\"この項目を水理計算書に記載する\"),\"\",ROUND(末端区間!AA50,2))","v":""},{"$f":"末端区間!D50","v":""},{"$f":"IF(OR(末端区間!$AA$8<>\"この項目を水理計算書に記載する\",末端区間!AB50=\"\"),\"\",末端区間!AB50)","v":""}]
[null,{"$f":"IF(末端区間!F51=\"\",\"\",末端区間!F51)","v":41},{"$f":"IF(末端区間!G51=\"\",\"\",末端区間!G51)","v":""},{"$f":"IF(末端区間!I51=\"\",\"\",末端区間!I51)","v":""},{"$f":"IF(D55=\"\",\"\",末端区間!J51)","v":""},{"$f":"末端区間!AW51","v":""},"",{"$f":"IF(末端区間!H51=\"\",\"\",末端区間!H51)","v":""},{"$f":"末端区間!E51","v":""},{"$f":"末端区間!AE51","v":""},{"$f":"末端区間!AG51","v":""},{"$f":"IF(D55=\"\",\"\",ROUND(末端区間!K51,2))","v":""},{"$f":"IF(OR(D55=\"\",末端区間!$AA$8<>\"この項目を水理計算書に記載する\"),\"\",ROUND(末端区間!AA51,2))","v":""},{"$f":"末端区間!D51","v":""},{"$f":"IF(OR(末端区間!$AA$8<>\"この項目を水理計算書に記載する\",末端区間!AB51=\"\"),\"\",末端区間!AB51)","v":""}]
[null,{"$f":"IF(末端区間!F52=\"\",\"\",末端区間!F52)","v":42},{"$f":"IF(末端区間!G52=\"\",\"\",末端区間!G52)","v":""},{"$f":"IF(末端区間!I52=\"\",\"\",末端区間!I52)","v":""},{"$f":"IF(D56=\"\",\"\",末端区間!J52)","v":""},{"$f":"末端区間!AW52","v":""},"",{"$f":"IF(末端区間!H52=\"\",\"\",末端区間!H52)","v":""},{"$f":"末端区間!E52","v":""},{"$f":"末端区間!AE52","v":""},{"$f":"末端区間!AG52","v":""},{"$f":"IF(D56=\"\",\"\",ROUND(末端区間!K52,2))","v":""},{"$f":"IF(OR(D56=\"\",末端区間!$AA$8<>\"この項目を水理計算書に記載する\"),\"\",ROUND(末端区間!AA52,2))","v":""},{"$f":"末端区間!D52","v":""},{"$f":"IF(OR(末端区間!$AA$8<>\"この項目を水理計算書に記載する\",末端区間!AB52=\"\"),\"\",末端区間!AB52)","v":""}]
[null,{"$f":"IF(末端区間!F53=\"\",\"\",末端区間!F53)","v":43},{"$f":"IF(末端区間!G53=\"\",\"\",末端区間!G53)","v":""},{"$f":"IF(末端区間!I53=\"\",\"\",末端区間!I53)","v":""},{"$f":"IF(D57=\"\",\"\",末端区間!J53)","v":""},{"$f":"末端区間!AW53","v":""},"",{"$f":"IF(末端区間!H53=\"\",\"\",末端区間!H53)","v":""},{"$f":"末端区間!E53","v":""},{"$f":"末端区間!AE53","v":""},{"$f":"末端区間!AG53","v":""},{"$f":"IF(D57=\"\",\"\",ROUND(末端区間!K53,2))","v":""},{"$f":"IF(OR(D57=\"\",末端区間!$AA$8<>\"この項目を水理計算書に記載する\"),\"\",ROUND(末端区間!AA53,2))","v":""},{"$f":"末端区間!D53","v":""},{"$f":"IF(OR(末端区間!$AA$8<>\"この項目を水理計算書に記載する\",末端区間!AB53=\"\"),\"\",末端区間!AB53)","v":""}]
[null,{"$f":"IF(末端区間!F54=\"\",\"\",末端区間!F54)","v":44},{"$f":"IF(末端区間!G54=\"\",\"\",末端区間!G54)","v":""},{"$f":"IF(末端区間!I54=\"\",\"\",末端区間!I54)","v":""},{"$f":"IF(D58=\"\",\"\",末端区間!J54)","v":""},{"$f":"末端区間!AW54","v":""},"",{"$f":"IF(末端区間!H54=\"\",\"\",末端区間!H54)","v":""},{"$f":"末端区間!E54","v":""},{"$f":"末端区間!AE54","v":""},{"$f":"末端区間!AG54","v":""},{"$f":"IF(D58=\"\",\"\",ROUND(末端区間!K54,2))","v":""},{"$f":"IF(OR(D58=\"\",末端区間!$AA$8<>\"この項目を水理計算書に記載する\"),\"\",ROUND(末端区間!AA54,2))","v":""},{"$f":"末端区間!D54","v":""},{"$f":"IF(OR(末端区間!$AA$8<>\"この項目を水理計算書に記載する\",末端区間!AB54=\"\"),\"\",末端区間!AB54)","v":""}]
[null,{"$f":"IF(末端区間!F55=\"\",\"\",末端区間!F55)","v":45},{"$f":"IF(末端区間!G55=\"\",\"\",末端区間!G55)","v":""},{"$f":"IF(末端区間!I55=\"\",\"\",末端区間!I55)","v":""},{"$f":"IF(D59=\"\",\"\",末端区間!J55)","v":""},{"$f":"末端区間!AW55","v":""},"",{"$f":"IF(末端区間!H55=\"\",\"\",末端区間!H55)","v":""},{"$f":"末端区間!E55","v":""},{"$f":"末端区間!AE55","v":""},{"$f":"末端区間!AG55","v":""},{"$f":"IF(D59=\"\",\"\",ROUND(末端区間!K55,2))","v":""},{"$f":"IF(OR(D59=\"\",末端区間!$AA$8<>\"この項目を水理計算書に記載する\"),\"\",ROUND(末端区間!AA55,2))","v":""},{"$f":"末端区間!D55","v":""},{"$f":"IF(OR(末端区間!$AA$8<>\"この項目を水理計算書に記載する\",末端区間!AB55=\"\"),\"\",末端区間!AB55)","v":""}]
[null,{"$f":"IF(末端区間!F56=\"\",\"\",末端区間!F56)","v":46},{"$f":"IF(末端区間!G56=\"\",\"\",末端区間!G56)","v":""},{"$f":"IF(末端区間!I56=\"\",\"\",末端区間!I56)","v":""},{"$f":"IF(D60=\"\",\"\",末端区間!J56)","v":""},{"$f":"末端区間!AW56","v":""},"",{"$f":"IF(末端区間!H56=\"\",\"\",末端区間!H56)","v":""},{"$f":"末端区間!E56","v":""},{"$f":"末端区間!AE56","v":""},{"$f":"末端区間!AG56","v":""},{"$f":"IF(D60=\"\",\"\",ROUND(末端区間!K56,2))","v":""},{"$f":"IF(OR(D60=\"\",末端区間!$AA$8<>\"この項目を水理計算書に記載する\"),\"\",ROUND(末端区間!AA56,2))","v":""},{"$f":"末端区間!D56","v":""},{"$f":"IF(OR(末端区間!$AA$8<>\"この項目を水理計算書に記載する\",末端区間!AB56=\"\"),\"\",末端区間!AB56)","v":""}]
[null,{"$f":"IF(末端区間!F57=\"\",\"\",末端区間!F57)","v":47},{"$f":"IF(末端区間!G57=\"\",\"\",末端区間!G57)","v":""},{"$f":"IF(末端区間!I57=\"\",\"\",末端区間!I57)","v":""},{"$f":"IF(D61=\"\",\"\",末端区間!J57)","v":""},{"$f":"末端区間!AW57","v":""},"",{"$f":"IF(末端区間!H57=\"\",\"\",末端区間!H57)","v":""},{"$f":"末端区間!E57","v":""},{"$f":"末端区間!AE57","v":""},{"$f":"末端区間!AG57","v":""},{"$f":"IF(D61=\"\",\"\",ROUND(末端区間!K57,2))","v":""},{"$f":"IF(OR(D61=\"\",末端区間!$AA$8<>\"この項目を水理計算書に記載する\"),\"\",ROUND(末端区間!AA57,2))","v":""},{"$f":"末端区間!D57","v":""},{"$f":"IF(OR(末端区間!$AA$8<>\"この項目を水理計算書に記載する\",末端区間!AB57=\"\"),\"\",末端区間!AB57)","v":""}]
[null,{"$f":"IF(末端区間!F58=\"\",\"\",末端区間!F58)","v":48},{"$f":"IF(末端区間!G58=\"\",\"\",末端区間!G58)","v":""},{"$f":"IF(末端区間!I58=\"\",\"\",末端区間!I58)","v":""},{"$f":"IF(D62=\"\",\"\",末端区間!J58)","v":""},{"$f":"末端区間!AW58","v":""},"",{"$f":"IF(末端区間!H58=\"\",\"\",末端区間!H58)","v":""},{"$f":"末端区間!E58","v":""},{"$f":"末端区間!AE58","v":""},{"$f":"末端区間!AG58","v":""},{"$f":"IF(D62=\"\",\"\",ROUND(末端区間!K58,2))","v":""},{"$f":"IF(OR(D62=\"\",末端区間!$AA$8<>\"この項目を水理計算書に記載する\"),\"\",ROUND(末端区間!AA58,2))","v":""},{"$f":"末端区間!D58","v":""},{"$f":"IF(OR(末端区間!$AA$8<>\"この項目を水理計算書に記載する\",末端区間!AB58=\"\"),\"\",末端区間!AB58)","v":""}]
[null,{"$f":"IF(末端区間!F59=\"\",\"\",末端区間!F59)","v":49},{"$f":"IF(末端区間!G59=\"\",\"\",末端区間!G59)","v":""},{"$f":"IF(末端区間!I59=\"\",\"\",末端区間!I59)","v":""},{"$f":"IF(D63=\"\",\"\",末端区間!J59)","v":""},{"$f":"末端区間!AW59","v":""},"",{"$f":"IF(末端区間!H59=\"\",\"\",末端区間!H59)","v":""},{"$f":"末端区間!E59","v":""},{"$f":"末端区間!AE59","v":""},{"$f":"末端区間!AG59","v":""},{"$f":"IF(D63=\"\",\"\",ROUND(末端区間!K59,2))","v":""},{"$f":"IF(OR(D63=\"\",末端区間!$AA$8<>\"この項目を水理計算書に記載する\"),\"\",ROUND(末端区間!AA59,2))","v":""},{"$f":"末端区間!D59","v":""},{"$f":"IF(OR(末端区間!$AA$8<>\"この項目を水理計算書に記載する\",末端区間!AB59=\"\"),\"\",末端区間!AB59)","v":""}]
[null,{"$f":"IF(末端区間!F60=\"\",\"\",末端区間!F60)","v":50},{"$f":"IF(末端区間!G60=\"\",\"\",末端区間!G60)","v":""},{"$f":"IF(末端区間!I60=\"\",\"\",末端区間!I60)","v":""},{"$f":"IF(D64=\"\",\"\",末端区間!J60)","v":""},{"$f":"末端区間!AW60","v":""},"",{"$f":"IF(末端区間!H60=\"\",\"\",末端区間!H60)","v":""},{"$f":"末端区間!E60","v":""},{"$f":"末端区間!AE60","v":""},{"$f":"末端区間!AG60","v":""},{"$f":"IF(D64=\"\",\"\",ROUND(末端区間!K60,2))","v":""},{"$f":"IF(OR(D64=\"\",末端区間!$AA$8<>\"この項目を水理計算書に記載する\"),\"\",ROUND(末端区間!AA60,2))","v":""},{"$f":"末端区間!D60","v":""},{"$f":"IF(OR(末端区間!$AA$8<>\"この項目を水理計算書に記載する\",末端区間!AB60=\"\"),\"\",末端区間!AB60)","v":""}]
[null,"合計",null,null,{"$f":"SUM(E39:E64)","v":7},{"$f":"SUM(F39:F64)","v":9.15},{"$f":"SUM(G39:G64)","v":16.149999999999999},null,null,null,{"$f":"SUM(K39:K64)","v":3.2399999999999998},{"$f":"SUM(L39:L64)","v":3.3},{"$f":"IF(末端区間!$AA$8<>\"この項目を水理計算書に記載する\",\"\",SUM(M39:M64))","v":""},{"$f":"SUM(N39:N64)","v":6.5400000000000009}]
[]
[null,"※1 他損失水頭等の内訳は備考欄参照。"]
[null,{"$f":"IF(末端4!$B$15<>\"設定する\",\"\",IF(末端4!$C$15=\"\",\"※2 安全率未入力\",\"※2 損失水頭は安全率\"&末端4!$C$15&\"％を含んだ値。\"))","v":"※2 損失水頭は安全率10％を含んだ値。"}]

{"sheet":"4直管換算長計算書末端","index":50,"n_rows":64,"n_cols":35,"rows_kept":64,"cut":false,"hidden":true,"merged":[[2,34,3,34],[3,4,3,5],[3,6,3,7],[3,8,3,9],[3,10,3,11],[3,12,3,13],[3,26,3,27],[3,28,3,29],[3,30,3,31],[3,32,3,33],[3,22,3,23],[3,24,3,25],[30,1,30,3],[3,14,3,15],[3,16,3,17],[3,18,3,19],[3,20,3,21],[2,1,4,1],[2,2,4,2],[2,3,4,3],[2,4,2,33],[63,1,63,3],[34,34,35,34],[35,4,35,5],[35,6,35,7],[35,8,35,9],[35,10,35,11],[35,12,35,13],[35,14,35,15],[35,16,35,17],[35,18,35,19],[35,20,35,21],[34,1,36,1],[34,2,36,2],[34,3,36,3],[34,4,34,33],[35,22,35,23],[35,24,35,25],[35,26,35,27],[35,28,35,29],[35,30,35,31],[35,32,35,33]]}
[null,{"$f":"IF(末端区間!$F$10<26,\"直管換算長計算書-末端世帯 \",\"直管換算長計算書-末端世帯 ( 1 / 2 )\")","v":"直管換算長計算書-末端世帯 "}]
[]
[null,"区関数","区間名","口径","直管換算長",null,null,null,null,null,null,null,null,null,null,null,null,null,null,null,null,null,null,null,null,null,null,null,null,null,null,null,null,null,"直管\n換算長\n合計"]
[null,null,null,null,{"$f":"IF(直管換算!C3=\"\",\"\",直管換算!C3)","v":"分水栓"},null,{"$f":"IF(直管換算!D3=\"\",\"\",直管換算!D3)","v":"量水器"},null,{"$f":"IF(直管換算!E3=\"\",\"\",直管換算!E3)","v":"水栓"},null,{"$f":"IF(直管換算!F3=\"\",\"\",直管換算!F3)","v":"ポール\nタップ\n定水位弁"},null,{"$f":"IF(直管換算!G3=\"\",\"\",直管換算!G3)","v":"ゲート\nバルブ"},null,{"$f":"IF(直管換算!H3=\"\",\"\",直管換算!H3)","v":"グローブ\nバルブ"},null,{"$f":"IF(直管換算!I3=\"\",\"\",直管換算!I3)","v":"ボール\n止水栓"},null,{"$f":"IF(直管換算!J3=\"\",\"\",直管換算!J3)","v":"逆止弁"},null,{"$f":"IF(直管換算!K3=\"\",\"\",直管換算!K3)","v":"曲半径小\n90度曲管"},null,{"$f":"IF(直管換算!L3=\"\",\"\",直管換算!L3)","v":"曲半径小\n45度曲管"},null,{"$f":"IF(直管換算!M3=\"\",\"\",直管換算!M3)","v":"曲半径大\n90度曲管"},null,{"$f":"IF(直管換算!N3=\"\",\"\",直管換算!N3)","v":"曲半径大\n45度曲管"},null,{"$f":"IF(直管換算!O3=\"\",\"\",直管換算!O3)","v":"架橋ポリ\nチーズ\nエルボ"},null,{"$f":"IF(直管換算!P3=\"\",\"\",直管換算!P3)","v":""},null,{"$f":"IF(直管換算!Q3=\"\",\"\",直管換算!Q3)","v":""}]
[null,null,null,null,"個","m","個","m","個","m","個","m","個","m","個","m","個","m","個","m","個","m","個","m","個","m","個","m","個","m","個","m","個","m","m"]
[null,{"$f":"IF(末端区間!F11=\"\",\"\",末端区間!F11)","v":1},{"$f":"IF(末端区間!G11=\"\",\"\",末端区間!G11)","v":"a-b"},{"$f":"IF(末端区間!I11=\"\",\"\",末端区間!I11)","v":13},{"$f":"IF(OR(末端区間!$I11=\"\",末端区間!L11=\"\"),\"\",末端区間!L11)","v":""},{"$f":"IF(末端区間!AH11=\"\",\"\",末端区間!AH11)","v":""},{"$f":"IF(OR(末端区間!$I11=\"\",末端区間!M11=\"\"),\"\",末端区間!M11)","v":""},{"$f":"IF(末端区間!AI11=\"\",\"\",末端区間!AI11)","v":""},{"$f":"IF(OR(末端区間!$I11=\"\",末端区間!N11=\"\"),\"\",末端区間!N11)","v":1},{"$f":"IF(末端区間!AJ11=\"\",\"\",末端区間!AJ11)","v":3},{"$f":"IF(OR(末端区間!$I11=\"\",末端区間!O11=\"\"),\"\",末端区間!O11)","v":""},{"$f":"IF(末端区間!AK11=\"\",\"\",末端区間!AK11)","v":""},{"$f":"IF(OR(末端区間!$I11=\"\",末端区間!P11=\"\"),\"\",末端区間!P11)","v":""},{"$f":"IF(末端区間!AL11=\"\",\"\",末端区間!AL11)","v":""},{"$f":"IF(OR(末端区間!$I11=\"\",末端区間!Q11=\"\"),\"\",末端区間!Q11)","v":""},{"$f":"IF(末端区間!AM11=\"\",\"\",末端区間!AM11)","v":""},{"$f":"IF(OR(末端区間!$I11=\"\",末端区間!R11=\"\"),\"\",末端区間!R11)","v":""},{"$f":"IF(末端区間!AN11=\"\",\"\",末端区間!AN11)","v":""},{"$f":"IF(OR(末端区間!$I11=\"\",末端区間!S11=\"\"),\"\",末端区間!S11)","v":""},{"$f":"IF(末端区間!AO11=\"\",\"\",末端区間!AO11)","v":""},{"$f":"IF(OR(末端区間!$I11=\"\",末端区間!T11=\"\"),\"\",末端区間!T11)","v":""},{"$f":"IF(末端区間!AP11=\"\",\"\",末端区間!AP11)","v":""},{"$f":"IF(OR(末端区間!$I11=\"\",末端区間!U11=\"\"),\"\",末端区間!U11)","v":""},{"$f":"IF(末端区間!AQ11=\"\",\"\",末端区間!AQ11)","v":""},{"$f":"IF(OR(末端区間!$I11=\"\",末端区間!V11=\"\"),\"\",末端区間!V11)","v":""},{"$f":"IF(末端区間!AR11=\"\",\"\",末端区間!AR11)","v":""},{"$f":"IF(OR(末端区間!$I11=\"\",末端区間!W11=\"\"),\"\",末端区間!W11)","v":""},{"$f":"IF(末端区間!AS11=\"\",\"\",末端区間!AS11)","v":""},{"$f":"IF(OR(末端区間!$I11=\"\",末端区間!X11=\"\"),\"\",末端区間!X11)","v":""},{"$f":"IF(末端区間!AT11=\"\",\"\",末端区間!AT11)","v":""},{"$f":"IF(OR(末端区間!$I11=\"\",末端区間!Y11=\"\"),\"\",末端区間!Y11)","v":""},{"$f":"IF(末端区間!AU11=\"\",\"\",末端区間!AU11)","v":""},{"$f":"IF(OR(末端区間!$I11=\"\",末端区間!Z11=\"\"),\"\",末端区間!Z11)","v":""},{"$f":"IF(末端区間!AV11=\"\",\"\",末端区間!AV11)","v":""},{"$f":"IF(末端区間!AW11=\"\",\"\",末端区間!AW11)","v":3}]
[null,{"$f":"IF(末端区間!F12=\"\",\"\",末端区間!F12)","v":2},{"$f":"IF(末端区間!G12=\"\",\"\",末端区間!G12)","v":"b-c"},{"$f":"IF(末端区間!I12=\"\",\"\",末端区間!I12)","v":20},{"$f":"IF(OR(末端区間!$I12=\"\",末端区間!L12=\"\"),\"\",末端区間!L12)","v":""},{"$f":"IF(末端区間!AH12=\"\",\"\",末端区間!AH12)","v":""},{"$f":"IF(OR(末端区間!$I12=\"\",末端区間!M12=\"\"),\"\",末端区間!M12)","v":""},{"$f":"IF(末端区間!AI12=\"\",\"\",末端区間!AI12)","v":""},{"$f":"IF(OR(末端区間!$I12=\"\",末端区間!N12=\"\"),\"\",末端区間!N12)","v":""},{"$f":"IF(末端区間!AJ12=\"\",\"\",末端区間!AJ12)","v":""},{"$f":"IF(OR(末端区間!$I12=\"\",末端区間!O12=\"\"),\"\",末端区間!O12)","v":""},{"$f":"IF(末端区間!AK12=\"\",\"\",末端区間!AK12)","v":""},{"$f":"IF(OR(末端区間!$I12=\"\",末端区間!P12=\"\"),\"\",末端区間!P12)","v":""},{"$f":"IF(末端区間!AL12=\"\",\"\",末端区間!AL12)","v":""},{"$f":"IF(OR(末端区間!$I12=\"\",末端区間!Q12=\"\"),\"\",末端区間!Q12)","v":""},{"$f":"IF(末端区間!AM12=\"\",\"\",末端区間!AM12)","v":""},{"$f":"IF(OR(末端区間!$I12=\"\",末端区間!R12=\"\"),\"\",末端区間!R12)","v":""},{"$f":"IF(末端区間!AN12=\"\",\"\",末端区間!AN12)","v":""},{"$f":"IF(OR(末端区間!$I12=\"\",末端区間!S12=\"\"),\"\",末端区間!S12)","v":""},{"$f":"IF(末端区間!AO12=\"\",\"\",末端区間!AO12)","v":""},{"$f":"IF(OR(末端区間!$I12=\"\",末端区間!T12=\"\"),\"\",末端区間!T12)","v":""},{"$f":"IF(末端区間!AP12=\"\",\"\",末端区間!AP12)","v":""},{"$f":"IF(OR(末端区間!$I12=\"\",末端区間!U12=\"\"),\"\",末端区間!U12)","v":""},{"$f":"IF(末端区間!AQ12=\"\",\"\",末端区間!AQ12)","v":""},{"$f":"IF(OR(末端区間!$I12=\"\",末端区間!V12=\"\"),\"\",末端区間!V12)","v":""},{"$f":"IF(末端区間!AR12=\"\",\"\",末端区間!AR12)","v":""},{"$f":"IF(OR(末端区間!$I12=\"\",末端区間!W12=\"\"),\"\",末端区間!W12)","v":""},{"$f":"IF(末端区間!AS12=\"\",\"\",末端区間!AS12)","v":""},{"$f":"IF(OR(末端区間!$I12=\"\",末端区間!X12=\"\"),\"\",末端区間!X12)","v":""},{"$f":"IF(末端区間!AT12=\"\",\"\",末端区間!AT12)","v":""},{"$f":"IF(OR(末端区間!$I12=\"\",末端区間!Y12=\"\"),\"\",末端区間!Y12)","v":""},{"$f":"IF(末端区間!AU12=\"\",\"\",末端区間!AU12)","v":""},{"$f":"IF(OR(末端区間!$I12=\"\",末端区間!Z12=\"\"),\"\",末端区間!Z12)","v":""},{"$f":"IF(末端区間!AV12=\"\",\"\",末端区間!AV12)","v":""},{"$f":"IF(末端区間!AW12=\"\",\"\",末端区間!AW12)","v":0}]
[null,{"$f":"IF(末端区間!F13=\"\",\"\",末端区間!F13)","v":3},{"$f":"IF(末端区間!G13=\"\",\"\",末端区間!G13)","v":"c-d"},{"$f":"IF(末端区間!I13=\"\",\"\",末端区間!I13)","v":20},{"$f":"IF(OR(末端区間!$I13=\"\",末端区間!L13=\"\"),\"\",末端区間!L13)","v":""},{"$f":"IF(末端区間!AH13=\"\",\"\",末端区間!AH13)","v":""},{"$f":"IF(OR(末端区間!$I13=\"\",末端区間!M13=\"\"),\"\",末端区間!M13)","v":1},{"$f":"IF(末端区間!AI13=\"\",\"\",末端区間!AI13)","v":6},{"$f":"IF(OR(末端区間!$I13=\"\",末端区間!N13=\"\"),\"\",末端区間!N13)","v":""},{"$f":"IF(末端区間!AJ13=\"\",\"\",末端区間!AJ13)","v":""},{"$f":"IF(OR(末端区間!$I13=\"\",末端区間!O13=\"\"),\"\",末端区間!O13)","v":""},{"$f":"IF(末端区間!AK13=\"\",\"\",末端区間!AK13)","v":""},{"$f":"IF(OR(末端区間!$I13=\"\",末端区間!P13=\"\"),\"\",末端区間!P13)","v":""},{"$f":"IF(末端区間!AL13=\"\",\"\",末端区間!AL13)","v":""},{"$f":"IF(OR(末端区間!$I13=\"\",末端区間!Q13=\"\"),\"\",末端区間!Q13)","v":""},{"$f":"IF(末端区間!AM13=\"\",\"\",末端区間!AM13)","v":""},{"$f":"IF(OR(末端区間!$I13=\"\",末端区間!R13=\"\"),\"\",末端区間!R13)","v":1},{"$f":"IF(末端区間!AN13=\"\",\"\",末端区間!AN13)","v":0.15},{"$f":"IF(OR(末端区間!$I13=\"\",末端区間!S13=\"\"),\"\",末端区間!S13)","v":""},{"$f":"IF(末端区間!AO13=\"\",\"\",末端区間!AO13)","v":""},{"$f":"IF(OR(末端区間!$I13=\"\",末端区間!T13=\"\"),\"\",末端区間!T13)","v":""},{"$f":"IF(末端区間!AP13=\"\",\"\",末端区間!AP13)","v":""},{"$f":"IF(OR(末端区間!$I13=\"\",末端区間!U13=\"\"),\"\",末端区間!U13)","v":""},{"$f":"IF(末端区間!AQ13=\"\",\"\",末端区間!AQ13)","v":""},{"$f":"IF(OR(末端区間!$I13=\"\",末端区間!V13=\"\"),\"\",末端区間!V13)","v":""},{"$f":"IF(末端区間!AR13=\"\",\"\",末端区間!AR13)","v":""},{"$f":"IF(OR(末端区間!$I13=\"\",末端区間!W13=\"\"),\"\",末端区間!W13)","v":""},{"$f":"IF(末端区間!AS13=\"\",\"\",末端区間!AS13)","v":""},{"$f":"IF(OR(末端区間!$I13=\"\",末端区間!X13=\"\"),\"\",末端区間!X13)","v":""},{"$f":"IF(末端区間!AT13=\"\",\"\",末端区間!AT13)","v":""},{"$f":"IF(OR(末端区間!$I13=\"\",末端区間!Y13=\"\"),\"\",末端区間!Y13)","v":""},{"$f":"IF(末端区間!AU13=\"\",\"\",末端区間!AU13)","v":""},{"$f":"IF(OR(末端区間!$I13=\"\",末端区間!Z13=\"\"),\"\",末端区間!Z13)","v":""},{"$f":"IF(末端区間!AV13=\"\",\"\",末端区間!AV13)","v":""},{"$f":"IF(末端区間!AW13=\"\",\"\",末端区間!AW13)","v":6.15}]
[null,{"$f":"IF(末端区間!F14=\"\",\"\",末端区間!F14)","v":4},{"$f":"IF(末端区間!G14=\"\",\"\",末端区間!G14)","v":""},{"$f":"IF(末端区間!I14=\"\",\"\",末端区間!I14)","v":""},{"$f":"IF(OR(末端区間!$I14=\"\",末端区間!L14=\"\"),\"\",末端区間!L14)","v":""},{"$f":"IF(末端区間!AH14=\"\",\"\",末端区間!AH14)","v":""},{"$f":"IF(OR(末端区間!$I14=\"\",末端区間!M14=\"\"),\"\",末端区間!M14)","v":""},{"$f":"IF(末端区間!AI14=\"\",\"\",末端区間!AI14)","v":""},{"$f":"IF(OR(末端区間!$I14=\"\",末端区間!N14=\"\"),\"\",末端区間!N14)","v":""},{"$f":"IF(末端区間!AJ14=\"\",\"\",末端区間!AJ14)","v":""},{"$f":"IF(OR(末端区間!$I14=\"\",末端区間!O14=\"\"),\"\",末端区間!O14)","v":""},{"$f":"IF(末端区間!AK14=\"\",\"\",末端区間!AK14)","v":""},{"$f":"IF(OR(末端区間!$I14=\"\",末端区間!P14=\"\"),\"\",末端区間!P14)","v":""},{"$f":"IF(末端区間!AL14=\"\",\"\",末端区間!AL14)","v":""},{"$f":"IF(OR(末端区間!$I14=\"\",末端区間!Q14=\"\"),\"\",末端区間!Q14)","v":""},{"$f":"IF(末端区間!AM14=\"\",\"\",末端区間!AM14)","v":""},{"$f":"IF(OR(末端区間!$I14=\"\",末端区間!R14=\"\"),\"\",末端区間!R14)","v":""},{"$f":"IF(末端区間!AN14=\"\",\"\",末端区間!AN14)","v":""},{"$f":"IF(OR(末端区間!$I14=\"\",末端区間!S14=\"\"),\"\",末端区間!S14)","v":""},{"$f":"IF(末端区間!AO14=\"\",\"\",末端区間!AO14)","v":""},{"$f":"IF(OR(末端区間!$I14=\"\",末端区間!T14=\"\"),\"\",末端区間!T14)","v":""},{"$f":"IF(末端区間!AP14=\"\",\"\",末端区間!AP14)","v":""},{"$f":"IF(OR(末端区間!$I14=\"\",末端区間!U14=\"\"),\"\",末端区間!U14)","v":""},{"$f":"IF(末端区間!AQ14=\"\",\"\",末端区間!AQ14)","v":""},{"$f":"IF(OR(末端区間!$I14=\"\",末端区間!V14=\"\"),\"\",末端区間!V14)","v":""},{"$f":"IF(末端区間!AR14=\"\",\"\",末端区間!AR14)","v":""},{"$f":"IF(OR(末端区間!$I14=\"\",末端区間!W14=\"\"),\"\",末端区間!W14)","v":""},{"$f":"IF(末端区間!AS14=\"\",\"\",末端区間!AS14)","v":""},{"$f":"IF(OR(末端区間!$I14=\"\",末端区間!X14=\"\"),\"\",末端区間!X14)","v":""},{"$f":"IF(末端区間!AT14=\"\",\"\",末端区間!AT14)","v":""},{"$f":"IF(OR(末端区間!$I14=\"\",末端区間!Y14=\"\"),\"\",末端区間!Y14)","v":""},{"$f":"IF(末端区間!AU14=\"\",\"\",末端区間!AU14)","v":""},{"$f":"IF(OR(末端区間!$I14=\"\",末端区間!Z14=\"\"),\"\",末端区間!Z14)","v":""},{"$f":"IF(末端区間!AV14=\"\",\"\",末端区間!AV14)","v":""},{"$f":"IF(末端区間!AW14=\"\",\"\",末端区間!AW14)","v":""}]
[null,{"$f":"IF(末端区間!F15=\"\",\"\",末端区間!F15)","v":5},{"$f":"IF(末端区間!G15=\"\",\"\",末端区間!G15)","v":""},{"$f":"IF(末端区間!I15=\"\",\"\",末端区間!I15)","v":""},{"$f":"IF(OR(末端区間!$I15=\"\",末端区間!L15=\"\"),\"\",末端区間!L15)","v":""},{"$f":"IF(末端区間!AH15=\"\",\"\",末端区間!AH15)","v":""},{"$f":"IF(OR(末端区間!$I15=\"\",末端区間!M15=\"\"),\"\",末端区間!M15)","v":""},{"$f":"IF(末端区間!AI15=\"\",\"\",末端区間!AI15)","v":""},{"$f":"IF(OR(末端区間!$I15=\"\",末端区間!N15=\"\"),\"\",末端区間!N15)","v":""},{"$f":"IF(末端区間!AJ15=\"\",\"\",末端区間!AJ15)","v":""},{"$f":"IF(OR(末端区間!$I15=\"\",末端区間!O15=\"\"),\"\",末端区間!O15)","v":""},{"$f":"IF(末端区間!AK15=\"\",\"\",末端区間!AK15)","v":""},{"$f":"IF(OR(末端区間!$I15=\"\",末端区間!P15=\"\"),\"\",末端区間!P15)","v":""},{"$f":"IF(末端区間!AL15=\"\",\"\",末端区間!AL15)","v":""},{"$f":"IF(OR(末端区間!$I15=\"\",末端区間!Q15=\"\"),\"\",末端区間!Q15)","v":""},{"$f":"IF(末端区間!AM15=\"\",\"\",末端区間!AM15)","v":""},{"$f":"IF(OR(末端区間!$I15=\"\",末端区間!R15=\"\"),\"\",末端区間!R15)","v":""},{"$f":"IF(末端区間!AN15=\"\",\"\",末端区間!AN15)","v":""},{"$f":"IF(OR(末端区間!$I15=\"\",末端区間!S15=\"\"),\"\",末端区間!S15)","v":""},{"$f":"IF(末端区間!AO15=\"\",\"\",末端区間!AO15)","v":""},{"$f":"IF(OR(末端区間!$I15=\"\",末端区間!T15=\"\"),\"\",末端区間!T15)","v":""},{"$f":"IF(末端区間!AP15=\"\",\"\",末端区間!AP15)","v":""},{"$f":"IF(OR(末端区間!$I15=\"\",末端区間!U15=\"\"),\"\",末端区間!U15)","v":""},{"$f":"IF(末端区間!AQ15=\"\",\"\",末端区間!AQ15)","v":""},{"$f":"IF(OR(末端区間!$I15=\"\",末端区間!V15=\"\"),\"\",末端区間!V15)","v":""},{"$f":"IF(末端区間!AR15=\"\",\"\",末端区間!AR15)","v":""},{"$f":"IF(OR(末端区間!$I15=\"\",末端区間!W15=\"\"),\"\",末端区間!W15)","v":""},{"$f":"IF(末端区間!AS15=\"\",\"\",末端区間!AS15)","v":""},{"$f":"IF(OR(末端区間!$I15=\"\",末端区間!X15=\"\"),\"\",末端区間!X15)","v":""},{"$f":"IF(末端区間!AT15=\"\",\"\",末端区間!AT15)","v":""},{"$f":"IF(OR(末端区間!$I15=\"\",末端区間!Y15=\"\"),\"\",末端区間!Y15)","v":""},{"$f":"IF(末端区間!AU15=\"\",\"\",末端区間!AU15)","v":""},{"$f":"IF(OR(末端区間!$I15=\"\",末端区間!Z15=\"\"),\"\",末端区間!Z15)","v":""},{"$f":"IF(末端区間!AV15=\"\",\"\",末端区間!AV15)","v":""},{"$f":"IF(末端区間!AW15=\"\",\"\",末端区間!AW15)","v":""}]
[null,{"$f":"IF(末端区間!F16=\"\",\"\",末端区間!F16)","v":6},{"$f":"IF(末端区間!G16=\"\",\"\",末端区間!G16)","v":""},{"$f":"IF(末端区間!I16=\"\",\"\",末端区間!I16)","v":""},{"$f":"IF(OR(末端区間!$I16=\"\",末端区間!L16=\"\"),\"\",末端区間!L16)","v":""},{"$f":"IF(末端区間!AH16=\"\",\"\",末端区間!AH16)","v":""},{"$f":"IF(OR(末端区間!$I16=\"\",末端区間!M16=\"\"),\"\",末端区間!M16)","v":""},{"$f":"IF(末端区間!AI16=\"\",\"\",末端区間!AI16)","v":""},{"$f":"IF(OR(末端区間!$I16=\"\",末端区間!N16=\"\"),\"\",末端区間!N16)","v":""},{"$f":"IF(末端区間!AJ16=\"\",\"\",末端区間!AJ16)","v":""},{"$f":"IF(OR(末端区間!$I16=\"\",末端区間!O16=\"\"),\"\",末端区間!O16)","v":""},{"$f":"IF(末端区間!AK16=\"\",\"\",末端区間!AK16)","v":""},{"$f":"IF(OR(末端区間!$I16=\"\",末端区間!P16=\"\"),\"\",末端区間!P16)","v":""},{"$f":"IF(末端区間!AL16=\"\",\"\",末端区間!AL16)","v":""},{"$f":"IF(OR(末端区間!$I16=\"\",末端区間!Q16=\"\"),\"\",末端区間!Q16)","v":""},{"$f":"IF(末端区間!AM16=\"\",\"\",末端区間!AM16)","v":""},{"$f":"IF(OR(末端区間!$I16=\"\",末端区間!R16=\"\"),\"\",末端区間!R16)","v":""},{"$f":"IF(末端区間!AN16=\"\",\"\",末端区間!AN16)","v":""},{"$f":"IF(OR(末端区間!$I16=\"\",末端区間!S16=\"\"),\"\",末端区間!S16)","v":""},{"$f":"IF(末端区間!AO16=\"\",\"\",末端区間!AO16)","v":""},{"$f":"IF(OR(末端区間!$I16=\"\",末端区間!T16=\"\"),\"\",末端区間!T16)","v":""},{"$f":"IF(末端区間!AP16=\"\",\"\",末端区間!AP16)","v":""},{"$f":"IF(OR(末端区間!$I16=\"\",末端区間!U16=\"\"),\"\",末端区間!U16)","v":""},{"$f":"IF(末端区間!AQ16=\"\",\"\",末端区間!AQ16)","v":""},{"$f":"IF(OR(末端区間!$I16=\"\",末端区間!V16=\"\"),\"\",末端区間!V16)","v":""},{"$f":"IF(末端区間!AR16=\"\",\"\",末端区間!AR16)","v":""},{"$f":"IF(OR(末端区間!$I16=\"\",末端区間!W16=\"\"),\"\",末端区間!W16)","v":""},{"$f":"IF(末端区間!AS16=\"\",\"\",末端区間!AS16)","v":""},{"$f":"IF(OR(末端区間!$I16=\"\",末端区間!X16=\"\"),\"\",末端区間!X16)","v":""},{"$f":"IF(末端区間!AT16=\"\",\"\",末端区間!AT16)","v":""},{"$f":"IF(OR(末端区間!$I16=\"\",末端区間!Y16=\"\"),\"\",末端区間!Y16)","v":""},{"$f":"IF(末端区間!AU16=\"\",\"\",末端区間!AU16)","v":""},{"$f":"IF(OR(末端区間!$I16=\"\",末端区間!Z16=\"\"),\"\",末端区間!Z16)","v":""},{"$f":"IF(末端区間!AV16=\"\",\"\",末端区間!AV16)","v":""},{"$f":"IF(末端区間!AW16=\"\",\"\",末端区間!AW16)","v":""}]
[null,{"$f":"IF(末端区間!F17=\"\",\"\",末端区間!F17)","v":7},{"$f":"IF(末端区間!G17=\"\",\"\",末端区間!G17)","v":""},{"$f":"IF(末端区間!I17=\"\",\"\",末端区間!I17)","v":""},{"$f":"IF(OR(末端区間!$I17=\"\",末端区間!L17=\"\"),\"\",末端区間!L17)","v":""},{"$f":"IF(末端区間!AH17=\"\",\"\",末端区間!AH17)","v":""},{"$f":"IF(OR(末端区間!$I17=\"\",末端区間!M17=\"\"),\"\",末端区間!M17)","v":""},{"$f":"IF(末端区間!AI17=\"\",\"\",末端区間!AI17)","v":""},{"$f":"IF(OR(末端区間!$I17=\"\",末端区間!N17=\"\"),\"\",末端区間!N17)","v":""},{"$f":"IF(末端区間!AJ17=\"\",\"\",末端区間!AJ17)","v":""},{"$f":"IF(OR(末端区間!$I17=\"\",末端区間!O17=\"\"),\"\",末端区間!O17)","v":""},{"$f":"IF(末端区間!AK17=\"\",\"\",末端区間!AK17)","v":""},{"$f":"IF(OR(末端区間!$I17=\"\",末端区間!P17=\"\"),\"\",末端区間!P17)","v":""},{"$f":"IF(末端区間!AL17=\"\",\"\",末端区間!AL17)","v":""},{"$f":"IF(OR(末端区間!$I17=\"\",末端区間!Q17=\"\"),\"\",末端区間!Q17)","v":""},{"$f":"IF(末端区間!AM17=\"\",\"\",末端区間!AM17)","v":""},{"$f":"IF(OR(末端区間!$I17=\"\",末端区間!R17=\"\"),\"\",末端区間!R17)","v":""},{"$f":"IF(末端区間!AN17=\"\",\"\",末端区間!AN17)","v":""},{"$f":"IF(OR(末端区間!$I17=\"\",末端区間!S17=\"\"),\"\",末端区間!S17)","v":""},{"$f":"IF(末端区間!AO17=\"\",\"\",末端区間!AO17)","v":""},{"$f":"IF(OR(末端区間!$I17=\"\",末端区間!T17=\"\"),\"\",末端区間!T17)","v":""},{"$f":"IF(末端区間!AP17=\"\",\"\",末端区間!AP17)","v":""},{"$f":"IF(OR(末端区間!$I17=\"\",末端区間!U17=\"\"),\"\",末端区間!U17)","v":""},{"$f":"IF(末端区間!AQ17=\"\",\"\",末端区間!AQ17)","v":""},{"$f":"IF(OR(末端区間!$I17=\"\",末端区間!V17=\"\"),\"\",末端区間!V17)","v":""},{"$f":"IF(末端区間!AR17=\"\",\"\",末端区間!AR17)","v":""},{"$f":"IF(OR(末端区間!$I17=\"\",末端区間!W17=\"\"),\"\",末端区間!W17)","v":""},{"$f":"IF(末端区間!AS17=\"\",\"\",末端区間!AS17)","v":""},{"$f":"IF(OR(末端区間!$I17=\"\",末端区間!X17=\"\"),\"\",末端区間!X17)","v":""},{"$f":"IF(末端区間!AT17=\"\",\"\",末端区間!AT17)","v":""},{"$f":"IF(OR(末端区間!$I17=\"\",末端区間!Y17=\"\"),\"\",末端区間!Y17)","v":""},{"$f":"IF(末端区間!AU17=\"\",\"\",末端区間!AU17)","v":""},{"$f":"IF(OR(末端区間!$I17=\"\",末端区間!Z17=\"\"),\"\",末端区間!Z17)","v":""},{"$f":"IF(末端区間!AV17=\"\",\"\",末端区間!AV17)","v":""},{"$f":"IF(末端区間!AW17=\"\",\"\",末端区間!AW17)","v":""}]
[null,{"$f":"IF(末端区間!F18=\"\",\"\",末端区間!F18)","v":8},{"$f":"IF(末端区間!G18=\"\",\"\",末端区間!G18)","v":""},{"$f":"IF(末端区間!I18=\"\",\"\",末端区間!I18)","v":""},{"$f":"IF(OR(末端区間!$I18=\"\",末端区間!L18=\"\"),\"\",末端区間!L18)","v":""},{"$f":"IF(末端区間!AH18=\"\",\"\",末端区間!AH18)","v":""},{"$f":"IF(OR(末端区間!$I18=\"\",末端区間!M18=\"\"),\"\",末端区間!M18)","v":""},{"$f":"IF(末端区間!AI18=\"\",\"\",末端区間!AI18)","v":""},{"$f":"IF(OR(末端区間!$I18=\"\",末端区間!N18=\"\"),\"\",末端区間!N18)","v":""},{"$f":"IF(末端区間!AJ18=\"\",\"\",末端区間!AJ18)","v":""},{"$f":"IF(OR(末端区間!$I18=\"\",末端区間!O18=\"\"),\"\",末端区間!O18)","v":""},{"$f":"IF(末端区間!AK18=\"\",\"\",末端区間!AK18)","v":""},{"$f":"IF(OR(末端区間!$I18=\"\",末端区間!P18=\"\"),\"\",末端区間!P18)","v":""},{"$f":"IF(末端区間!AL18=\"\",\"\",末端区間!AL18)","v":""},{"$f":"IF(OR(末端区間!$I18=\"\",末端区間!Q18=\"\"),\"\",末端区間!Q18)","v":""},{"$f":"IF(末端区間!AM18=\"\",\"\",末端区間!AM18)","v":""},{"$f":"IF(OR(末端区間!$I18=\"\",末端区間!R18=\"\"),\"\",末端区間!R18)","v":""},{"$f":"IF(末端区間!AN18=\"\",\"\",末端区間!AN18)","v":""},{"$f":"IF(OR(末端区間!$I18=\"\",末端区間!S18=\"\"),\"\",末端区間!S18)","v":""},{"$f":"IF(末端区間!AO18=\"\",\"\",末端区間!AO18)","v":""},{"$f":"IF(OR(末端区間!$I18=\"\",末端区間!T18=\"\"),\"\",末端区間!T18)","v":""},{"$f":"IF(末端区間!AP18=\"\",\"\",末端区間!AP18)","v":""},{"$f":"IF(OR(末端区間!$I18=\"\",末端区間!U18=\"\"),\"\",末端区間!U18)","v":""},{"$f":"IF(末端区間!AQ18=\"\",\"\",末端区間!AQ18)","v":""},{"$f":"IF(OR(末端区間!$I18=\"\",末端区間!V18=\"\"),\"\",末端区間!V18)","v":""},{"$f":"IF(末端区間!AR18=\"\",\"\",末端区間!AR18)","v":""},{"$f":"IF(OR(末端区間!$I18=\"\",末端区間!W18=\"\"),\"\",末端区間!W18)","v":""},{"$f":"IF(末端区間!AS18=\"\",\"\",末端区間!AS18)","v":""},{"$f":"IF(OR(末端区間!$I18=\"\",末端区間!X18=\"\"),\"\",末端区間!X18)","v":""},{"$f":"IF(末端区間!AT18=\"\",\"\",末端区間!AT18)","v":""},{"$f":"IF(OR(末端区間!$I18=\"\",末端区間!Y18=\"\"),\"\",末端区間!Y18)","v":""},{"$f":"IF(末端区間!AU18=\"\",\"\",末端区間!AU18)","v":""},{"$f":"IF(OR(末端区間!$I18=\"\",末端区間!Z18=\"\"),\"\",末端区間!Z18)","v":""},{"$f":"IF(末端区間!AV18=\"\",\"\",末端区間!AV18)","v":""},{"$f":"IF(末端区間!AW18=\"\",\"\",末端区間!AW18)","v":""}]
[null,{"$f":"IF(末端区間!F19=\"\",\"\",末端区間!F19)","v":9},{"$f":"IF(末端区間!G19=\"\",\"\",末端区間!G19)","v":""},{"$f":"IF(末端区間!I19=\"\",\"\",末端区間!I19)","v":""},{"$f":"IF(OR(末端区間!$I19=\"\",末端区間!L19=\"\"),\"\",末端区間!L19)","v":""},{"$f":"IF(末端区間!AH19=\"\",\"\",末端区間!AH19)","v":""},{"$f":"IF(OR(末端区間!$I19=\"\",末端区間!M19=\"\"),\"\",末端区間!M19)","v":""},{"$f":"IF(末端区間!AI19=\"\",\"\",末端区間!AI19)","v":""},{"$f":"IF(OR(末端区間!$I19=\"\",末端区間!N19=\"\"),\"\",末端区間!N19)","v":""},{"$f":"IF(末端区間!AJ19=\"\",\"\",末端区間!AJ19)","v":""},{"$f":"IF(OR(末端区間!$I19=\"\",末端区間!O19=\"\"),\"\",末端区間!O19)","v":""},{"$f":"IF(末端区間!AK19=\"\",\"\",末端区間!AK19)","v":""},{"$f":"IF(OR(末端区間!$I19=\"\",末端区間!P19=\"\"),\"\",末端区間!P19)","v":""},{"$f":"IF(末端区間!AL19=\"\",\"\",末端区間!AL19)","v":""},{"$f":"IF(OR(末端区間!$I19=\"\",末端区間!Q19=\"\"),\"\",末端区間!Q19)","v":""},{"$f":"IF(末端区間!AM19=\"\",\"\",末端区間!AM19)","v":""},{"$f":"IF(OR(末端区間!$I19=\"\",末端区間!R19=\"\"),\"\",末端区間!R19)","v":""},{"$f":"IF(末端区間!AN19=\"\",\"\",末端区間!AN19)","v":""},{"$f":"IF(OR(末端区間!$I19=\"\",末端区間!S19=\"\"),\"\",末端区間!S19)","v":""},{"$f":"IF(末端区間!AO19=\"\",\"\",末端区間!AO19)","v":""},{"$f":"IF(OR(末端区間!$I19=\"\",末端区間!T19=\"\"),\"\",末端区間!T19)","v":""},{"$f":"IF(末端区間!AP19=\"\",\"\",末端区間!AP19)","v":""},{"$f":"IF(OR(末端区間!$I19=\"\",末端区間!U19=\"\"),\"\",末端区間!U19)","v":""},{"$f":"IF(末端区間!AQ19=\"\",\"\",末端区間!AQ19)","v":""},{"$f":"IF(OR(末端区間!$I19=\"\",末端区間!V19=\"\"),\"\",末端区間!V19)","v":""},{"$f":"IF(末端区間!AR19=\"\",\"\",末端区間!AR19)","v":""},{"$f":"IF(OR(末端区間!$I19=\"\",末端区間!W19=\"\"),\"\",末端区間!W19)","v":""},{"$f":"IF(末端区間!AS19=\"\",\"\",末端区間!AS19)","v":""},{"$f":"IF(OR(末端区間!$I19=\"\",末端区間!X19=\"\"),\"\",末端区間!X19)","v":""},{"$f":"IF(末端区間!AT19=\"\",\"\",末端区間!AT19)","v":""},{"$f":"IF(OR(末端区間!$I19=\"\",末端区間!Y19=\"\"),\"\",末端区間!Y19)","v":""},{"$f":"IF(末端区間!AU19=\"\",\"\",末端区間!AU19)","v":""},{"$f":"IF(OR(末端区間!$I19=\"\",末端区間!Z19=\"\"),\"\",末端区間!Z19)","v":""},{"$f":"IF(末端区間!AV19=\"\",\"\",末端区間!AV19)","v":""},{"$f":"IF(末端区間!AW19=\"\",\"\",末端区間!AW19)","v":""}]
[null,{"$f":"IF(末端区間!F20=\"\",\"\",末端区間!F20)","v":10},{"$f":"IF(末端区間!G20=\"\",\"\",末端区間!G20)","v":""},{"$f":"IF(末端区間!I20=\"\",\"\",末端区間!I20)","v":""},{"$f":"IF(OR(末端区間!$I20=\"\",末端区間!L20=\"\"),\"\",末端区間!L20)","v":""},{"$f":"IF(末端区間!AH20=\"\",\"\",末端区間!AH20)","v":""},{"$f":"IF(OR(末端区間!$I20=\"\",末端区間!M20=\"\"),\"\",末端区間!M20)","v":""},{"$f":"IF(末端区間!AI20=\"\",\"\",末端区間!AI20)","v":""},{"$f":"IF(OR(末端区間!$I20=\"\",末端区間!N20=\"\"),\"\",末端区間!N20)","v":""},{"$f":"IF(末端区間!AJ20=\"\",\"\",末端区間!AJ20)","v":""},{"$f":"IF(OR(末端区間!$I20=\"\",末端区間!O20=\"\"),\"\",末端区間!O20)","v":""},{"$f":"IF(末端区間!AK20=\"\",\"\",末端区間!AK20)","v":""},{"$f":"IF(OR(末端区間!$I20=\"\",末端区間!P20=\"\"),\"\",末端区間!P20)","v":""},{"$f":"IF(末端区間!AL20=\"\",\"\",末端区間!AL20)","v":""},{"$f":"IF(OR(末端区間!$I20=\"\",末端区間!Q20=\"\"),\"\",末端区間!Q20)","v":""},{"$f":"IF(末端区間!AM20=\"\",\"\",末端区間!AM20)","v":""},{"$f":"IF(OR(末端区間!$I20=\"\",末端区間!R20=\"\"),\"\",末端区間!R20)","v":""},{"$f":"IF(末端区間!AN20=\"\",\"\",末端区間!AN20)","v":""},{"$f":"IF(OR(末端区間!$I20=\"\",末端区間!S20=\"\"),\"\",末端区間!S20)","v":""},{"$f":"IF(末端区間!AO20=\"\",\"\",末端区間!AO20)","v":""},{"$f":"IF(OR(末端区間!$I20=\"\",末端区間!T20=\"\"),\"\",末端区間!T20)","v":""},{"$f":"IF(末端区間!AP20=\"\",\"\",末端区間!AP20)","v":""},{"$f":"IF(OR(末端区間!$I20=\"\",末端区間!U20=\"\"),\"\",末端区間!U20)","v":""},{"$f":"IF(末端区間!AQ20=\"\",\"\",末端区間!AQ20)","v":""},{"$f":"IF(OR(末端区間!$I20=\"\",末端区間!V20=\"\"),\"\",末端区間!V20)","v":""},{"$f":"IF(末端区間!AR20=\"\",\"\",末端区間!AR20)","v":""},{"$f":"IF(OR(末端区間!$I20=\"\",末端区間!W20=\"\"),\"\",末端区間!W20)","v":""},{"$f":"IF(末端区間!AS20=\"\",\"\",末端区間!AS20)","v":""},{"$f":"IF(OR(末端区間!$I20=\"\",末端区間!X20=\"\"),\"\",末端区間!X20)","v":""},{"$f":"IF(末端区間!AT20=\"\",\"\",末端区間!AT20)","v":""},{"$f":"IF(OR(末端区間!$I20=\"\",末端区間!Y20=\"\"),\"\",末端区間!Y20)","v":""},{"$f":"IF(末端区間!AU20=\"\",\"\",末端区間!AU20)","v":""},{"$f":"IF(OR(末端区間!$I20=\"\",末端区間!Z20=\"\"),\"\",末端区間!Z20)","v":""},{"$f":"IF(末端区間!AV20=\"\",\"\",末端区間!AV20)","v":""},{"$f":"IF(末端区間!AW20=\"\",\"\",末端区間!AW20)","v":""}]
[null,{"$f":"IF(末端区間!F21=\"\",\"\",末端区間!F21)","v":11},{"$f":"IF(末端区間!G21=\"\",\"\",末端区間!G21)","v":""},{"$f":"IF(末端区間!I21=\"\",\"\",末端区間!I21)","v":""},{"$f":"IF(OR(末端区間!$I21=\"\",末端区間!L21=\"\"),\"\",末端区間!L21)","v":""},{"$f":"IF(末端区間!AH21=\"\",\"\",末端区間!AH21)","v":""},{"$f":"IF(OR(末端区間!$I21=\"\",末端区間!M21=\"\"),\"\",末端区間!M21)","v":""},{"$f":"IF(末端区間!AI21=\"\",\"\",末端区間!AI21)","v":""},{"$f":"IF(OR(末端区間!$I21=\"\",末端区間!N21=\"\"),\"\",末端区間!N21)","v":""},{"$f":"IF(末端区間!AJ21=\"\",\"\",末端区間!AJ21)","v":""},{"$f":"IF(OR(末端区間!$I21=\"\",末端区間!O21=\"\"),\"\",末端区間!O21)","v":""},{"$f":"IF(末端区間!AK21=\"\",\"\",末端区間!AK21)","v":""},{"$f":"IF(OR(末端区間!$I21=\"\",末端区間!P21=\"\"),\"\",末端区間!P21)","v":""},{"$f":"IF(末端区間!AL21=\"\",\"\",末端区間!AL21)","v":""},{"$f":"IF(OR(末端区間!$I21=\"\",末端区間!Q21=\"\"),\"\",末端区間!Q21)","v":""},{"$f":"IF(末端区間!AM21=\"\",\"\",末端区間!AM21)","v":""},{"$f":"IF(OR(末端区間!$I21=\"\",末端区間!R21=\"\"),\"\",末端区間!R21)","v":""},{"$f":"IF(末端区間!AN21=\"\",\"\",末端区間!AN21)","v":""},{"$f":"IF(OR(末端区間!$I21=\"\",末端区間!S21=\"\"),\"\",末端区間!S21)","v":""},{"$f":"IF(末端区間!AO21=\"\",\"\",末端区間!AO21)","v":""},{"$f":"IF(OR(末端区間!$I21=\"\",末端区間!T21=\"\"),\"\",末端区間!T21)","v":""},{"$f":"IF(末端区間!AP21=\"\",\"\",末端区間!AP21)","v":""},{"$f":"IF(OR(末端区間!$I21=\"\",末端区間!U21=\"\"),\"\",末端区間!U21)","v":""},{"$f":"IF(末端区間!AQ21=\"\",\"\",末端区間!AQ21)","v":""},{"$f":"IF(OR(末端区間!$I21=\"\",末端区間!V21=\"\"),\"\",末端区間!V21)","v":""},{"$f":"IF(末端区間!AR21=\"\",\"\",末端区間!AR21)","v":""},{"$f":"IF(OR(末端区間!$I21=\"\",末端区間!W21=\"\"),\"\",末端区間!W21)","v":""},{"$f":"IF(末端区間!AS21=\"\",\"\",末端区間!AS21)","v":""},{"$f":"IF(OR(末端区間!$I21=\"\",末端区間!X21=\"\"),\"\",末端区間!X21)","v":""},{"$f":"IF(末端区間!AT21=\"\",\"\",末端区間!AT21)","v":""},{"$f":"IF(OR(末端区間!$I21=\"\",末端区間!Y21=\"\"),\"\",末端区間!Y21)","v":""},{"$f":"IF(末端区間!AU21=\"\",\"\",末端区間!AU21)","v":""},{"$f":"IF(OR(末端区間!$I21=\"\",末端区間!Z21=\"\"),\"\",末端区間!Z21)","v":""},{"$f":"IF(末端区間!AV21=\"\",\"\",末端区間!AV21)","v":""},{"$f":"IF(末端区間!AW21=\"\",\"\",末端区間!AW21)","v":""}]
[null,{"$f":"IF(末端区間!F22=\"\",\"\",末端区間!F22)","v":12},{"$f":"IF(末端区間!G22=\"\",\"\",末端区間!G22)","v":""},{"$f":"IF(末端区間!I22=\"\",\"\",末端区間!I22)","v":""},{"$f":"IF(OR(末端区間!$I22=\"\",末端区間!L22=\"\"),\"\",末端区間!L22)","v":""},{"$f":"IF(末端区間!AH22=\"\",\"\",末端区間!AH22)","v":""},{"$f":"IF(OR(末端区間!$I22=\"\",末端区間!M22=\"\"),\"\",末端区間!M22)","v":""},{"$f":"IF(末端区間!AI22=\"\",\"\",末端区間!AI22)","v":""},{"$f":"IF(OR(末端区間!$I22=\"\",末端区間!N22=\"\"),\"\",末端区間!N22)","v":""},{"$f":"IF(末端区間!AJ22=\"\",\"\",末端区間!AJ22)","v":""},{"$f":"IF(OR(末端区間!$I22=\"\",末端区間!O22=\"\"),\"\",末端区間!O22)","v":""},{"$f":"IF(末端区間!AK22=\"\",\"\",末端区間!AK22)","v":""},{"$f":"IF(OR(末端区間!$I22=\"\",末端区間!P22=\"\"),\"\",末端区間!P22)","v":""},{"$f":"IF(末端区間!AL22=\"\",\"\",末端区間!AL22)","v":""},{"$f":"IF(OR(末端区間!$I22=\"\",末端区間!Q22=\"\"),\"\",末端区間!Q22)","v":""},{"$f":"IF(末端区間!AM22=\"\",\"\",末端区間!AM22)","v":""},{"$f":"IF(OR(末端区間!$I22=\"\",末端区間!R22=\"\"),\"\",末端区間!R22)","v":""},{"$f":"IF(末端区間!AN22=\"\",\"\",末端区間!AN22)","v":""},{"$f":"IF(OR(末端区間!$I22=\"\",末端区間!S22=\"\"),\"\",末端区間!S22)","v":""},{"$f":"IF(末端区間!AO22=\"\",\"\",末端区間!AO22)","v":""},{"$f":"IF(OR(末端区間!$I22=\"\",末端区間!T22=\"\"),\"\",末端区間!T22)","v":""},{"$f":"IF(末端区間!AP22=\"\",\"\",末端区間!AP22)","v":""},{"$f":"IF(OR(末端区間!$I22=\"\",末端区間!U22=\"\"),\"\",末端区間!U22)","v":""},{"$f":"IF(末端区間!AQ22=\"\",\"\",末端区間!AQ22)","v":""},{"$f":"IF(OR(末端区間!$I22=\"\",末端区間!V22=\"\"),\"\",末端区間!V22)","v":""},{"$f":"IF(末端区間!AR22=\"\",\"\",末端区間!AR22)","v":""},{"$f":"IF(OR(末端区間!$I22=\"\",末端区間!W22=\"\"),\"\",末端区間!W22)","v":""},{"$f":"IF(末端区間!AS22=\"\",\"\",末端区間!AS22)","v":""},{"$f":"IF(OR(末端区間!$I22=\"\",末端区間!X22=\"\"),\"\",末端区間!X22)","v":""},{"$f":"IF(末端区間!AT22=\"\",\"\",末端区間!AT22)","v":""},{"$f":"IF(OR(末端区間!$I22=\"\",末端区間!Y22=\"\"),\"\",末端区間!Y22)","v":""},{"$f":"IF(末端区間!AU22=\"\",\"\",末端区間!AU22)","v":""},{"$f":"IF(OR(末端区間!$I22=\"\",末端区間!Z22=\"\"),\"\",末端区間!Z22)","v":""},{"$f":"IF(末端区間!AV22=\"\",\"\",末端区間!AV22)","v":""},{"$f":"IF(末端区間!AW22=\"\",\"\",末端区間!AW22)","v":""}]
[null,{"$f":"IF(末端区間!F23=\"\",\"\",末端区間!F23)","v":13},{"$f":"IF(末端区間!G23=\"\",\"\",末端区間!G23)","v":""},{"$f":"IF(末端区間!I23=\"\",\"\",末端区間!I23)","v":""},{"$f":"IF(OR(末端区間!$I23=\"\",末端区間!L23=\"\"),\"\",末端区間!L23)","v":""},{"$f":"IF(末端区間!AH23=\"\",\"\",末端区間!AH23)","v":""},{"$f":"IF(OR(末端区間!$I23=\"\",末端区間!M23=\"\"),\"\",末端区間!M23)","v":""},{"$f":"IF(末端区間!AI23=\"\",\"\",末端区間!AI23)","v":""},{"$f":"IF(OR(末端区間!$I23=\"\",末端区間!N23=\"\"),\"\",末端区間!N23)","v":""},{"$f":"IF(末端区間!AJ23=\"\",\"\",末端区間!AJ23)","v":""},{"$f":"IF(OR(末端区間!$I23=\"\",末端区間!O23=\"\"),\"\",末端区間!O23)","v":""},{"$f":"IF(末端区間!AK23=\"\",\"\",末端区間!AK23)","v":""},{"$f":"IF(OR(末端区間!$I23=\"\",末端区間!P23=\"\"),\"\",末端区間!P23)","v":""},{"$f":"IF(末端区間!AL23=\"\",\"\",末端区間!AL23)","v":""},{"$f":"IF(OR(末端区間!$I23=\"\",末端区間!Q23=\"\"),\"\",末端区間!Q23)","v":""},{"$f":"IF(末端区間!AM23=\"\",\"\",末端区間!AM23)","v":""},{"$f":"IF(OR(末端区間!$I23=\"\",末端区間!R23=\"\"),\"\",末端区間!R23)","v":""},{"$f":"IF(末端区間!AN23=\"\",\"\",末端区間!AN23)","v":""},{"$f":"IF(OR(末端区間!$I23=\"\",末端区間!S23=\"\"),\"\",末端区間!S23)","v":""},{"$f":"IF(末端区間!AO23=\"\",\"\",末端区間!AO23)","v":""},{"$f":"IF(OR(末端区間!$I23=\"\",末端区間!T23=\"\"),\"\",末端区間!T23)","v":""},{"$f":"IF(末端区間!AP23=\"\",\"\",末端区間!AP23)","v":""},{"$f":"IF(OR(末端区間!$I23=\"\",末端区間!U23=\"\"),\"\",末端区間!U23)","v":""},{"$f":"IF(末端区間!AQ23=\"\",\"\",末端区間!AQ23)","v":""},{"$f":"IF(OR(末端区間!$I23=\"\",末端区間!V23=\"\"),\"\",末端区間!V23)","v":""},{"$f":"IF(末端区間!AR23=\"\",\"\",末端区間!AR23)","v":""},{"$f":"IF(OR(末端区間!$I23=\"\",末端区間!W23=\"\"),\"\",末端区間!W23)","v":""},{"$f":"IF(末端区間!AS23=\"\",\"\",末端区間!AS23)","v":""},{"$f":"IF(OR(末端区間!$I23=\"\",末端区間!X23=\"\"),\"\",末端区間!X23)","v":""},{"$f":"IF(末端区間!AT23=\"\",\"\",末端区間!AT23)","v":""},{"$f":"IF(OR(末端区間!$I23=\"\",末端区間!Y23=\"\"),\"\",末端区間!Y23)","v":""},{"$f":"IF(末端区間!AU23=\"\",\"\",末端区間!AU23)","v":""},{"$f":"IF(OR(末端区間!$I23=\"\",末端区間!Z23=\"\"),\"\",末端区間!Z23)","v":""},{"$f":"IF(末端区間!AV23=\"\",\"\",末端区間!AV23)","v":""},{"$f":"IF(末端区間!AW23=\"\",\"\",末端区間!AW23)","v":""}]
[null,{"$f":"IF(末端区間!F24=\"\",\"\",末端区間!F24)","v":14},{"$f":"IF(末端区間!G24=\"\",\"\",末端区間!G24)","v":""},{"$f":"IF(末端区間!I24=\"\",\"\",末端区間!I24)","v":""},{"$f":"IF(OR(末端区間!$I24=\"\",末端区間!L24=\"\"),\"\",末端区間!L24)","v":""},{"$f":"IF(末端区間!AH24=\"\",\"\",末端区間!AH24)","v":""},{"$f":"IF(OR(末端区間!$I24=\"\",末端区間!M24=\"\"),\"\",末端区間!M24)","v":""},{"$f":"IF(末端区間!AI24=\"\",\"\",末端区間!AI24)","v":""},{"$f":"IF(OR(末端区間!$I24=\"\",末端区間!N24=\"\"),\"\",末端区間!N24)","v":""},{"$f":"IF(末端区間!AJ24=\"\",\"\",末端区間!AJ24)","v":""},{"$f":"IF(OR(末端区間!$I24=\"\",末端区間!O24=\"\"),\"\",末端区間!O24)","v":""},{"$f":"IF(末端区間!AK24=\"\",\"\",末端区間!AK24)","v":""},{"$f":"IF(OR(末端区間!$I24=\"\",末端区間!P24=\"\"),\"\",末端区間!P24)","v":""},{"$f":"IF(末端区間!AL24=\"\",\"\",末端区間!AL24)","v":""},{"$f":"IF(OR(末端区間!$I24=\"\",末端区間!Q24=\"\"),\"\",末端区間!Q24)","v":""},{"$f":"IF(末端区間!AM24=\"\",\"\",末端区間!AM24)","v":""},{"$f":"IF(OR(末端区間!$I24=\"\",末端区間!R24=\"\"),\"\",末端区間!R24)","v":""},{"$f":"IF(末端区間!AN24=\"\",\"\",末端区間!AN24)","v":""},{"$f":"IF(OR(末端区間!$I24=\"\",末端区間!S24=\"\"),\"\",末端区間!S24)","v":""},{"$f":"IF(末端区間!AO24=\"\",\"\",末端区間!AO24)","v":""},{"$f":"IF(OR(末端区間!$I24=\"\",末端区間!T24=\"\"),\"\",末端区間!T24)","v":""},{"$f":"IF(末端区間!AP24=\"\",\"\",末端区間!AP24)","v":""},{"$f":"IF(OR(末端区間!$I24=\"\",末端区間!U24=\"\"),\"\",末端区間!U24)","v":""},{"$f":"IF(末端区間!AQ24=\"\",\"\",末端区間!AQ24)","v":""},{"$f":"IF(OR(末端区間!$I24=\"\",末端区間!V24=\"\"),\"\",末端区間!V24)","v":""},{"$f":"IF(末端区間!AR24=\"\",\"\",末端区間!AR24)","v":""},{"$f":"IF(OR(末端区間!$I24=\"\",末端区間!W24=\"\"),\"\",末端区間!W24)","v":""},{"$f":"IF(末端区間!AS24=\"\",\"\",末端区間!AS24)","v":""},{"$f":"IF(OR(末端区間!$I24=\"\",末端区間!X24=\"\"),\"\",末端区間!X24)","v":""},{"$f":"IF(末端区間!AT24=\"\",\"\",末端区間!AT24)","v":""},{"$f":"IF(OR(末端区間!$I24=\"\",末端区間!Y24=\"\"),\"\",末端区間!Y24)","v":""},{"$f":"IF(末端区間!AU24=\"\",\"\",末端区間!AU24)","v":""},{"$f":"IF(OR(末端区間!$I24=\"\",末端区間!Z24=\"\"),\"\",末端区間!Z24)","v":""},{"$f":"IF(末端区間!AV24=\"\",\"\",末端区間!AV24)","v":""},{"$f":"IF(末端区間!AW24=\"\",\"\",末端区間!AW24)","v":""}]
[null,{"$f":"IF(末端区間!F25=\"\",\"\",末端区間!F25)","v":15},{"$f":"IF(末端区間!G25=\"\",\"\",末端区間!G25)","v":""},{"$f":"IF(末端区間!I25=\"\",\"\",末端区間!I25)","v":""},{"$f":"IF(OR(末端区間!$I25=\"\",末端区間!L25=\"\"),\"\",末端区間!L25)","v":""},{"$f":"IF(末端区間!AH25=\"\",\"\",末端区間!AH25)","v":""},{"$f":"IF(OR(末端区間!$I25=\"\",末端区間!M25=\"\"),\"\",末端区間!M25)","v":""},{"$f":"IF(末端区間!AI25=\"\",\"\",末端区間!AI25)","v":""},{"$f":"IF(OR(末端区間!$I25=\"\",末端区間!N25=\"\"),\"\",末端区間!N25)","v":""},{"$f":"IF(末端区間!AJ25=\"\",\"\",末端区間!AJ25)","v":""},{"$f":"IF(OR(末端区間!$I25=\"\",末端区間!O25=\"\"),\"\",末端区間!O25)","v":""},{"$f":"IF(末端区間!AK25=\"\",\"\",末端区間!AK25)","v":""},{"$f":"IF(OR(末端区間!$I25=\"\",末端区間!P25=\"\"),\"\",末端区間!P25)","v":""},{"$f":"IF(末端区間!AL25=\"\",\"\",末端区間!AL25)","v":""},{"$f":"IF(OR(末端区間!$I25=\"\",末端区間!Q25=\"\"),\"\",末端区間!Q25)","v":""},{"$f":"IF(末端区間!AM25=\"\",\"\",末端区間!AM25)","v":""},{"$f":"IF(OR(末端区間!$I25=\"\",末端区間!R25=\"\"),\"\",末端区間!R25)","v":""},{"$f":"IF(末端区間!AN25=\"\",\"\",末端区間!AN25)","v":""},{"$f":"IF(OR(末端区間!$I25=\"\",末端区間!S25=\"\"),\"\",末端区間!S25)","v":""},{"$f":"IF(末端区間!AO25=\"\",\"\",末端区間!AO25)","v":""},{"$f":"IF(OR(末端区間!$I25=\"\",末端区間!T25=\"\"),\"\",末端区間!T25)","v":""},{"$f":"IF(末端区間!AP25=\"\",\"\",末端区間!AP25)","v":""},{"$f":"IF(OR(末端区間!$I25=\"\",末端区間!U25=\"\"),\"\",末端区間!U25)","v":""},{"$f":"IF(末端区間!AQ25=\"\",\"\",末端区間!AQ25)","v":""},{"$f":"IF(OR(末端区間!$I25=\"\",末端区間!V25=\"\"),\"\",末端区間!V25)","v":""},{"$f":"IF(末端区間!AR25=\"\",\"\",末端区間!AR25)","v":""},{"$f":"IF(OR(末端区間!$I25=\"\",末端区間!W25=\"\"),\"\",末端区間!W25)","v":""},{"$f":"IF(末端区間!AS25=\"\",\"\",末端区間!AS25)","v":""},{"$f":"IF(OR(末端区間!$I25=\"\",末端区間!X25=\"\"),\"\",末端区間!X25)","v":""},{"$f":"IF(末端区間!AT25=\"\",\"\",末端区間!AT25)","v":""},{"$f":"IF(OR(末端区間!$I25=\"\",末端区間!Y25=\"\"),\"\",末端区間!Y25)","v":""},{"$f":"IF(末端区間!AU25=\"\",\"\",末端区間!AU25)","v":""},{"$f":"IF(OR(末端区間!$I25=\"\",末端区間!Z25=\"\"),\"\",末端区間!Z25)","v":""},{"$f":"IF(末端区間!AV25=\"\",\"\",末端区間!AV25)","v":""},{"$f":"IF(末端区間!AW25=\"\",\"\",末端区間!AW25)","v":""}]
[null,{"$f":"IF(末端区間!F26=\"\",\"\",末端区間!F26)","v":16},{"$f":"IF(末端区間!G26=\"\",\"\",末端区間!G26)","v":""},{"$f":"IF(末端区間!I26=\"\",\"\",末端区間!I26)","v":""},{"$f":"IF(OR(末端区間!$I26=\"\",末端区間!L26=\"\"),\"\",末端区間!L26)","v":""},{"$f":"IF(末端区間!AH26=\"\",\"\",末端区間!AH26)","v":""},{"$f":"IF(OR(末端区間!$I26=\"\",末端区間!M26=\"\"),\"\",末端区間!M26)","v":""},{"$f":"IF(末端区間!AI26=\"\",\"\",末端区間!AI26)","v":""},{"$f":"IF(OR(末端区間!$I26=\"\",末端区間!N26=\"\"),\"\",末端区間!N26)","v":""},{"$f":"IF(末端区間!AJ26=\"\",\"\",末端区間!AJ26)","v":""},{"$f":"IF(OR(末端区間!$I26=\"\",末端区間!O26=\"\"),\"\",末端区間!O26)","v":""},{"$f":"IF(末端区間!AK26=\"\",\"\",末端区間!AK26)","v":""},{"$f":"IF(OR(末端区間!$I26=\"\",末端区間!P26=\"\"),\"\",末端区間!P26)","v":""},{"$f":"IF(末端区間!AL26=\"\",\"\",末端区間!AL26)","v":""},{"$f":"IF(OR(末端区間!$I26=\"\",末端区間!Q26=\"\"),\"\",末端区間!Q26)","v":""},{"$f":"IF(末端区間!AM26=\"\",\"\",末端区間!AM26)","v":""},{"$f":"IF(OR(末端区間!$I26=\"\",末端区間!R26=\"\"),\"\",末端区間!R26)","v":""},{"$f":"IF(末端区間!AN26=\"\",\"\",末端区間!AN26)","v":""},{"$f":"IF(OR(末端区間!$I26=\"\",末端区間!S26=\"\"),\"\",末端区間!S26)","v":""},{"$f":"IF(末端区間!AO26=\"\",\"\",末端区間!AO26)","v":""},{"$f":"IF(OR(末端区間!$I26=\"\",末端区間!T26=\"\"),\"\",末端区間!T26)","v":""},{"$f":"IF(末端区間!AP26=\"\",\"\",末端区間!AP26)","v":""},{"$f":"IF(OR(末端区間!$I26=\"\",末端区間!U26=\"\"),\"\",末端区間!U26)","v":""},{"$f":"IF(末端区間!AQ26=\"\",\"\",末端区間!AQ26)","v":""},{"$f":"IF(OR(末端区間!$I26=\"\",末端区間!V26=\"\"),\"\",末端区間!V26)","v":""},{"$f":"IF(末端区間!AR26=\"\",\"\",末端区間!AR26)","v":""},{"$f":"IF(OR(末端区間!$I26=\"\",末端区間!W26=\"\"),\"\",末端区間!W26)","v":""},{"$f":"IF(末端区間!AS26=\"\",\"\",末端区間!AS26)","v":""},{"$f":"IF(OR(末端区間!$I26=\"\",末端区間!X26=\"\"),\"\",末端区間!X26)","v":""},{"$f":"IF(末端区間!AT26=\"\",\"\",末端区間!AT26)","v":""},{"$f":"IF(OR(末端区間!$I26=\"\",末端区間!Y26=\"\"),\"\",末端区間!Y26)","v":""},{"$f":"IF(末端区間!AU26=\"\",\"\",末端区間!AU26)","v":""},{"$f":"IF(OR(末端区間!$I26=\"\",末端区間!Z26=\"\"),\"\",末端区間!Z26)","v":""},{"$f":"IF(末端区間!AV26=\"\",\"\",末端区間!AV26)","v":""},{"$f":"IF(末端区間!AW26=\"\",\"\",末端区間!AW26)","v":""}]
[null,{"$f":"IF(末端区間!F27=\"\",\"\",末端区間!F27)","v":17},{"$f":"IF(末端区間!G27=\"\",\"\",末端区間!G27)","v":""},{"$f":"IF(末端区間!I27=\"\",\"\",末端区間!I27)","v":""},{"$f":"IF(OR(末端区間!$I27=\"\",末端区間!L27=\"\"),\"\",末端区間!L27)","v":""},{"$f":"IF(末端区間!AH27=\"\",\"\",末端区間!AH27)","v":""},{"$f":"IF(OR(末端区間!$I27=\"\",末端区間!M27=\"\"),\"\",末端区間!M27)","v":""},{"$f":"IF(末端区間!AI27=\"\",\"\",末端区間!AI27)","v":""},{"$f":"IF(OR(末端区間!$I27=\"\",末端区間!N27=\"\"),\"\",末端区間!N27)","v":""},{"$f":"IF(末端区間!AJ27=\"\",\"\",末端区間!AJ27)","v":""},{"$f":"IF(OR(末端区間!$I27=\"\",末端区間!O27=\"\"),\"\",末端区間!O27)","v":""},{"$f":"IF(末端区間!AK27=\"\",\"\",末端区間!AK27)","v":""},{"$f":"IF(OR(末端区間!$I27=\"\",末端区間!P27=\"\"),\"\",末端区間!P27)","v":""},{"$f":"IF(末端区間!AL27=\"\",\"\",末端区間!AL27)","v":""},{"$f":"IF(OR(末端区間!$I27=\"\",末端区間!Q27=\"\"),\"\",末端区間!Q27)","v":""},{"$f":"IF(末端区間!AM27=\"\",\"\",末端区間!AM27)","v":""},{"$f":"IF(OR(末端区間!$I27=\"\",末端区間!R27=\"\"),\"\",末端区間!R27)","v":""},{"$f":"IF(末端区間!AN27=\"\",\"\",末端区間!AN27)","v":""},{"$f":"IF(OR(末端区間!$I27=\"\",末端区間!S27=\"\"),\"\",末端区間!S27)","v":""},{"$f":"IF(末端区間!AO27=\"\",\"\",末端区間!AO27)","v":""},{"$f":"IF(OR(末端区間!$I27=\"\",末端区間!T27=\"\"),\"\",末端区間!T27)","v":""},{"$f":"IF(末端区間!AP27=\"\",\"\",末端区間!AP27)","v":""},{"$f":"IF(OR(末端区間!$I27=\"\",末端区間!U27=\"\"),\"\",末端区間!U27)","v":""},{"$f":"IF(末端区間!AQ27=\"\",\"\",末端区間!AQ27)","v":""},{"$f":"IF(OR(末端区間!$I27=\"\",末端区間!V27=\"\"),\"\",末端区間!V27)","v":""},{"$f":"IF(末端区間!AR27=\"\",\"\",末端区間!AR27)","v":""},{"$f":"IF(OR(末端区間!$I27=\"\",末端区間!W27=\"\"),\"\",末端区間!W27)","v":""},{"$f":"IF(末端区間!AS27=\"\",\"\",末端区間!AS27)","v":""},{"$f":"IF(OR(末端区間!$I27=\"\",末端区間!X27=\"\"),\"\",末端区間!X27)","v":""},{"$f":"IF(末端区間!AT27=\"\",\"\",末端区間!AT27)","v":""},{"$f":"IF(OR(末端区間!$I27=\"\",末端区間!Y27=\"\"),\"\",末端区間!Y27)","v":""},{"$f":"IF(末端区間!AU27=\"\",\"\",末端区間!AU27)","v":""},{"$f":"IF(OR(末端区間!$I27=\"\",末端区間!Z27=\"\"),\"\",末端区間!Z27)","v":""},{"$f":"IF(末端区間!AV27=\"\",\"\",末端区間!AV27)","v":""},{"$f":"IF(末端区間!AW27=\"\",\"\",末端区間!AW27)","v":""}]
[null,{"$f":"IF(末端区間!F28=\"\",\"\",末端区間!F28)","v":18},{"$f":"IF(末端区間!G28=\"\",\"\",末端区間!G28)","v":""},{"$f":"IF(末端区間!I28=\"\",\"\",末端区間!I28)","v":""},{"$f":"IF(OR(末端区間!$I28=\"\",末端区間!L28=\"\"),\"\",末端区間!L28)","v":""},{"$f":"IF(末端区間!AH28=\"\",\"\",末端区間!AH28)","v":""},{"$f":"IF(OR(末端区間!$I28=\"\",末端区間!M28=\"\"),\"\",末端区間!M28)","v":""},{"$f":"IF(末端区間!AI28=\"\",\"\",末端区間!AI28)","v":""},{"$f":"IF(OR(末端区間!$I28=\"\",末端区間!N28=\"\"),\"\",末端区間!N28)","v":""},{"$f":"IF(末端区間!AJ28=\"\",\"\",末端区間!AJ28)","v":""},{"$f":"IF(OR(末端区間!$I28=\"\",末端区間!O28=\"\"),\"\",末端区間!O28)","v":""},{"$f":"IF(末端区間!AK28=\"\",\"\",末端区間!AK28)","v":""},{"$f":"IF(OR(末端区間!$I28=\"\",末端区間!P28=\"\"),\"\",末端区間!P28)","v":""},{"$f":"IF(末端区間!AL28=\"\",\"\",末端区間!AL28)","v":""},{"$f":"IF(OR(末端区間!$I28=\"\",末端区間!Q28=\"\"),\"\",末端区間!Q28)","v":""},{"$f":"IF(末端区間!AM28=\"\",\"\",末端区間!AM28)","v":""},{"$f":"IF(OR(末端区間!$I28=\"\",末端区間!R28=\"\"),\"\",末端区間!R28)","v":""},{"$f":"IF(末端区間!AN28=\"\",\"\",末端区間!AN28)","v":""},{"$f":"IF(OR(末端区間!$I28=\"\",末端区間!S28=\"\"),\"\",末端区間!S28)","v":""},{"$f":"IF(末端区間!AO28=\"\",\"\",末端区間!AO28)","v":""},{"$f":"IF(OR(末端区間!$I28=\"\",末端区間!T28=\"\"),\"\",末端区間!T28)","v":""},{"$f":"IF(末端区間!AP28=\"\",\"\",末端区間!AP28)","v":""},{"$f":"IF(OR(末端区間!$I28=\"\",末端区間!U28=\"\"),\"\",末端区間!U28)","v":""},{"$f":"IF(末端区間!AQ28=\"\",\"\",末端区間!AQ28)","v":""},{"$f":"IF(OR(末端区間!$I28=\"\",末端区間!V28=\"\"),\"\",末端区間!V28)","v":""},{"$f":"IF(末端区間!AR28=\"\",\"\",末端区間!AR28)","v":""},{"$f":"IF(OR(末端区間!$I28=\"\",末端区間!W28=\"\"),\"\",末端区間!W28)","v":""},{"$f":"IF(末端区間!AS28=\"\",\"\",末端区間!AS28)","v":""},{"$f":"IF(OR(末端区間!$I28=\"\",末端区間!X28=\"\"),\"\",末端区間!X28)","v":""},{"$f":"IF(末端区間!AT28=\"\",\"\",末端区間!AT28)","v":""},{"$f":"IF(OR(末端区間!$I28=\"\",末端区間!Y28=\"\"),\"\",末端区間!Y28)","v":""},{"$f":"IF(末端区間!AU28=\"\",\"\",末端区間!AU28)","v":""},{"$f":"IF(OR(末端区間!$I28=\"\",末端区間!Z28=\"\"),\"\",末端区間!Z28)","v":""},{"$f":"IF(末端区間!AV28=\"\",\"\",末端区間!AV28)","v":""},{"$f":"IF(末端区間!AW28=\"\",\"\",末端区間!AW28)","v":""}]
[null,{"$f":"IF(末端区間!F29=\"\",\"\",末端区間!F29)","v":19},{"$f":"IF(末端区間!G29=\"\",\"\",末端区間!G29)","v":""},{"$f":"IF(末端区間!I29=\"\",\"\",末端区間!I29)","v":""},{"$f":"IF(OR(末端区間!$I29=\"\",末端区間!L29=\"\"),\"\",末端区間!L29)","v":""},{"$f":"IF(末端区間!AH29=\"\",\"\",末端区間!AH29)","v":""},{"$f":"IF(OR(末端区間!$I29=\"\",末端区間!M29=\"\"),\"\",末端区間!M29)","v":""},{"$f":"IF(末端区間!AI29=\"\",\"\",末端区間!AI29)","v":""},{"$f":"IF(OR(末端区間!$I29=\"\",末端区間!N29=\"\"),\"\",末端区間!N29)","v":""},{"$f":"IF(末端区間!AJ29=\"\",\"\",末端区間!AJ29)","v":""},{"$f":"IF(OR(末端区間!$I29=\"\",末端区間!O29=\"\"),\"\",末端区間!O29)","v":""},{"$f":"IF(末端区間!AK29=\"\",\"\",末端区間!AK29)","v":""},{"$f":"IF(OR(末端区間!$I29=\"\",末端区間!P29=\"\"),\"\",末端区間!P29)","v":""},{"$f":"IF(末端区間!AL29=\"\",\"\",末端区間!AL29)","v":""},{"$f":"IF(OR(末端区間!$I29=\"\",末端区間!Q29=\"\"),\"\",末端区間!Q29)","v":""},{"$f":"IF(末端区間!AM29=\"\",\"\",末端区間!AM29)","v":""},{"$f":"IF(OR(末端区間!$I29=\"\",末端区間!R29=\"\"),\"\",末端区間!R29)","v":""},{"$f":"IF(末端区間!AN29=\"\",\"\",末端区間!AN29)","v":""},{"$f":"IF(OR(末端区間!$I29=\"\",末端区間!S29=\"\"),\"\",末端区間!S29)","v":""},{"$f":"IF(末端区間!AO29=\"\",\"\",末端区間!AO29)","v":""},{"$f":"IF(OR(末端区間!$I29=\"\",末端区間!T29=\"\"),\"\",末端区間!T29)","v":""},{"$f":"IF(末端区間!AP29=\"\",\"\",末端区間!AP29)","v":""},{"$f":"IF(OR(末端区間!$I29=\"\",末端区間!U29=\"\"),\"\",末端区間!U29)","v":""},{"$f":"IF(末端区間!AQ29=\"\",\"\",末端区間!AQ29)","v":""},{"$f":"IF(OR(末端区間!$I29=\"\",末端区間!V29=\"\"),\"\",末端区間!V29)","v":""},{"$f":"IF(末端区間!AR29=\"\",\"\",末端区間!AR29)","v":""},{"$f":"IF(OR(末端区間!$I29=\"\",末端区間!W29=\"\"),\"\",末端区間!W29)","v":""},{"$f":"IF(末端区間!AS29=\"\",\"\",末端区間!AS29)","v":""},{"$f":"IF(OR(末端区間!$I29=\"\",末端区間!X29=\"\"),\"\",末端区間!X29)","v":""},{"$f":"IF(末端区間!AT29=\"\",\"\",末端区間!AT29)","v":""},{"$f":"IF(OR(末端区間!$I29=\"\",末端区間!Y29=\"\"),\"\",末端区間!Y29)","v":""},{"$f":"IF(末端区間!AU29=\"\",\"\",末端区間!AU29)","v":""},{"$f":"IF(OR(末端区間!$I29=\"\",末端区間!Z29=\"\"),\"\",末端区間!Z29)","v":""},{"$f":"IF(末端区間!AV29=\"\",\"\",末端区間!AV29)","v":""},{"$f":"IF(末端区間!AW29=\"\",\"\",末端区間!AW29)","v":""}]
[null,{"$f":"IF(末端区間!F30=\"\",\"\",末端区間!F30)","v":20},{"$f":"IF(末端区間!G30=\"\",\"\",末端区間!G30)","v":""},{"$f":"IF(末端区間!I30=\"\",\"\",末端区間!I30)","v":""},{"$f":"IF(OR(末端区間!$I30=\"\",末端区間!L30=\"\"),\"\",末端区間!L30)","v":""},{"$f":"IF(末端区間!AH30=\"\",\"\",末端区間!AH30)","v":""},{"$f":"IF(OR(末端区間!$I30=\"\",末端区間!M30=\"\"),\"\",末端区間!M30)","v":""},{"$f":"IF(末端区間!AI30=\"\",\"\",末端区間!AI30)","v":""},{"$f":"IF(OR(末端区間!$I30=\"\",末端区間!N30=\"\"),\"\",末端区間!N30)","v":""},{"$f":"IF(末端区間!AJ30=\"\",\"\",末端区間!AJ30)","v":""},{"$f":"IF(OR(末端区間!$I30=\"\",末端区間!O30=\"\"),\"\",末端区間!O30)","v":""},{"$f":"IF(末端区間!AK30=\"\",\"\",末端区間!AK30)","v":""},{"$f":"IF(OR(末端区間!$I30=\"\",末端区間!P30=\"\"),\"\",末端区間!P30)","v":""},{"$f":"IF(末端区間!AL30=\"\",\"\",末端区間!AL30)","v":""},{"$f":"IF(OR(末端区間!$I30=\"\",末端区間!Q30=\"\"),\"\",末端区間!Q30)","v":""},{"$f":"IF(末端区間!AM30=\"\",\"\",末端区間!AM30)","v":""},{"$f":"IF(OR(末端区間!$I30=\"\",末端区間!R30=\"\"),\"\",末端区間!R30)","v":""},{"$f":"IF(末端区間!AN30=\"\",\"\",末端区間!AN30)","v":""},{"$f":"IF(OR(末端区間!$I30=\"\",末端区間!S30=\"\"),\"\",末端区間!S30)","v":""},{"$f":"IF(末端区間!AO30=\"\",\"\",末端区間!AO30)","v":""},{"$f":"IF(OR(末端区間!$I30=\"\",末端区間!T30=\"\"),\"\",末端区間!T30)","v":""},{"$f":"IF(末端区間!AP30=\"\",\"\",末端区間!AP30)","v":""},{"$f":"IF(OR(末端区間!$I30=\"\",末端区間!U30=\"\"),\"\",末端区間!U30)","v":""},{"$f":"IF(末端区間!AQ30=\"\",\"\",末端区間!AQ30)","v":""},{"$f":"IF(OR(末端区間!$I30=\"\",末端区間!V30=\"\"),\"\",末端区間!V30)","v":""},{"$f":"IF(末端区間!AR30=\"\",\"\",末端区間!AR30)","v":""},{"$f":"IF(OR(末端区間!$I30=\"\",末端区間!W30=\"\"),\"\",末端区間!W30)","v":""},{"$f":"IF(末端区間!AS30=\"\",\"\",末端区間!AS30)","v":""},{"$f":"IF(OR(末端区間!$I30=\"\",末端区間!X30=\"\"),\"\",末端区間!X30)","v":""},{"$f":"IF(末端区間!AT30=\"\",\"\",末端区間!AT30)","v":""},{"$f":"IF(OR(末端区間!$I30=\"\",末端区間!Y30=\"\"),\"\",末端区間!Y30)","v":""},{"$f":"IF(末端区間!AU30=\"\",\"\",末端区間!AU30)","v":""},{"$f":"IF(OR(末端区間!$I30=\"\",末端区間!Z30=\"\"),\"\",末端区間!Z30)","v":""},{"$f":"IF(末端区間!AV30=\"\",\"\",末端区間!AV30)","v":""},{"$f":"IF(末端区間!AW30=\"\",\"\",末端区間!AW30)","v":""}]
[null,{"$f":"IF(末端区間!F31=\"\",\"\",末端区間!F31)","v":21},{"$f":"IF(末端区間!G31=\"\",\"\",末端区間!G31)","v":""},{"$f":"IF(末端区間!I31=\"\",\"\",末端区間!I31)","v":""},{"$f":"IF(OR(末端区間!$I31=\"\",末端区間!L31=\"\"),\"\",末端区間!L31)","v":""},{"$f":"IF(末端区間!AH31=\"\",\"\",末端区間!AH31)","v":""},{"$f":"IF(OR(末端区間!$I31=\"\",末端区間!M31=\"\"),\"\",末端区間!M31)","v":""},{"$f":"IF(末端区間!AI31=\"\",\"\",末端区間!AI31)","v":""},{"$f":"IF(OR(末端区間!$I31=\"\",末端区間!N31=\"\"),\"\",末端区間!N31)","v":""},{"$f":"IF(末端区間!AJ31=\"\",\"\",末端区間!AJ31)","v":""},{"$f":"IF(OR(末端区間!$I31=\"\",末端区間!O31=\"\"),\"\",末端区間!O31)","v":""},{"$f":"IF(末端区間!AK31=\"\",\"\",末端区間!AK31)","v":""},{"$f":"IF(OR(末端区間!$I31=\"\",末端区間!P31=\"\"),\"\",末端区間!P31)","v":""},{"$f":"IF(末端区間!AL31=\"\",\"\",末端区間!AL31)","v":""},{"$f":"IF(OR(末端区間!$I31=\"\",末端区間!Q31=\"\"),\"\",末端区間!Q31)","v":""},{"$f":"IF(末端区間!AM31=\"\",\"\",末端区間!AM31)","v":""},{"$f":"IF(OR(末端区間!$I31=\"\",末端区間!R31=\"\"),\"\",末端区間!R31)","v":""},{"$f":"IF(末端区間!AN31=\"\",\"\",末端区間!AN31)","v":""},{"$f":"IF(OR(末端区間!$I31=\"\",末端区間!S31=\"\"),\"\",末端区間!S31)","v":""},{"$f":"IF(末端区間!AO31=\"\",\"\",末端区間!AO31)","v":""},{"$f":"IF(OR(末端区間!$I31=\"\",末端区間!T31=\"\"),\"\",末端区間!T31)","v":""},{"$f":"IF(末端区間!AP31=\"\",\"\",末端区間!AP31)","v":""},{"$f":"IF(OR(末端区間!$I31=\"\",末端区間!U31=\"\"),\"\",末端区間!U31)","v":""},{"$f":"IF(末端区間!AQ31=\"\",\"\",末端区間!AQ31)","v":""},{"$f":"IF(OR(末端区間!$I31=\"\",末端区間!V31=\"\"),\"\",末端区間!V31)","v":""},{"$f":"IF(末端区間!AR31=\"\",\"\",末端区間!AR31)","v":""},{"$f":"IF(OR(末端区間!$I31=\"\",末端区間!W31=\"\"),\"\",末端区間!W31)","v":""},{"$f":"IF(末端区間!AS31=\"\",\"\",末端区間!AS31)","v":""},{"$f":"IF(OR(末端区間!$I31=\"\",末端区間!X31=\"\"),\"\",末端区間!X31)","v":""},{"$f":"IF(末端区間!AT31=\"\",\"\",末端区間!AT31)","v":""},{"$f":"IF(OR(末端区間!$I31=\"\",末端区間!Y31=\"\"),\"\",末端区間!Y31)","v":""},{"$f":"IF(末端区間!AU31=\"\",\"\",末端区間!AU31)","v":""},{"$f":"IF(OR(末端区間!$I31=\"\",末端区間!Z31=\"\"),\"\",末端区間!Z31)","v":""},{"$f":"IF(末端区間!AV31=\"\",\"\",末端区間!AV31)","v":""},{"$f":"IF(末端区間!AW31=\"\",\"\",末端区間!AW31)","v":""}]
[null,{"$f":"IF(末端区間!F32=\"\",\"\",末端区間!F32)","v":22},{"$f":"IF(末端区間!G32=\"\",\"\",末端区間!G32)","v":""},{"$f":"IF(末端区間!I32=\"\",\"\",末端区間!I32)","v":""},{"$f":"IF(OR(末端区間!$I32=\"\",末端区間!L32=\"\"),\"\",末端区間!L32)","v":""},{"$f":"IF(末端区間!AH32=\"\",\"\",末端区間!AH32)","v":""},{"$f":"IF(OR(末端区間!$I32=\"\",末端区間!M32=\"\"),\"\",末端区間!M32)","v":""},{"$f":"IF(末端区間!AI32=\"\",\"\",末端区間!AI32)","v":""},{"$f":"IF(OR(末端区間!$I32=\"\",末端区間!N32=\"\"),\"\",末端区間!N32)","v":""},{"$f":"IF(末端区間!AJ32=\"\",\"\",末端区間!AJ32)","v":""},{"$f":"IF(OR(末端区間!$I32=\"\",末端区間!O32=\"\"),\"\",末端区間!O32)","v":""},{"$f":"IF(末端区間!AK32=\"\",\"\",末端区間!AK32)","v":""},{"$f":"IF(OR(末端区間!$I32=\"\",末端区間!P32=\"\"),\"\",末端区間!P32)","v":""},{"$f":"IF(末端区間!AL32=\"\",\"\",末端区間!AL32)","v":""},{"$f":"IF(OR(末端区間!$I32=\"\",末端区間!Q32=\"\"),\"\",末端区間!Q32)","v":""},{"$f":"IF(末端区間!AM32=\"\",\"\",末端区間!AM32)","v":""},{"$f":"IF(OR(末端区間!$I32=\"\",末端区間!R32=\"\"),\"\",末端区間!R32)","v":""},{"$f":"IF(末端区間!AN32=\"\",\"\",末端区間!AN32)","v":""},{"$f":"IF(OR(末端区間!$I32=\"\",末端区間!S32=\"\"),\"\",末端区間!S32)","v":""},{"$f":"IF(末端区間!AO32=\"\",\"\",末端区間!AO32)","v":""},{"$f":"IF(OR(末端区間!$I32=\"\",末端区間!T32=\"\"),\"\",末端区間!T32)","v":""},{"$f":"IF(末端区間!AP32=\"\",\"\",末端区間!AP32)","v":""},{"$f":"IF(OR(末端区間!$I32=\"\",末端区間!U32=\"\"),\"\",末端区間!U32)","v":""},{"$f":"IF(末端区間!AQ32=\"\",\"\",末端区間!AQ32)","v":""},{"$f":"IF(OR(末端区間!$I32=\"\",末端区間!V32=\"\"),\"\",末端区間!V32)","v":""},{"$f":"IF(末端区間!AR32=\"\",\"\",末端区間!AR32)","v":""},{"$f":"IF(OR(末端区間!$I32=\"\",末端区間!W32=\"\"),\"\",末端区間!W32)","v":""},{"$f":"IF(末端区間!AS32=\"\",\"\",末端区間!AS32)","v":""},{"$f":"IF(OR(末端区間!$I32=\"\",末端区間!X32=\"\"),\"\",末端区間!X32)","v":""},{"$f":"IF(末端区間!AT32=\"\",\"\",末端区間!AT32)","v":""},{"$f":"IF(OR(末端区間!$I32=\"\",末端区間!Y32=\"\"),\"\",末端区間!Y32)","v":""},{"$f":"IF(末端区間!AU32=\"\",\"\",末端区間!AU32)","v":""},{"$f":"IF(OR(末端区間!$I32=\"\",末端区間!Z32=\"\"),\"\",末端区間!Z32)","v":""},{"$f":"IF(末端区間!AV32=\"\",\"\",末端区間!AV32)","v":""},{"$f":"IF(末端区間!AW32=\"\",\"\",末端区間!AW32)","v":""}]
[null,{"$f":"IF(末端区間!F33=\"\",\"\",末端区間!F33)","v":23},{"$f":"IF(末端区間!G33=\"\",\"\",末端区間!G33)","v":""},{"$f":"IF(末端区間!I33=\"\",\"\",末端区間!I33)","v":""},{"$f":"IF(OR(末端区間!$I33=\"\",末端区間!L33=\"\"),\"\",末端区間!L33)","v":""},{"$f":"IF(末端区間!AH33=\"\",\"\",末端区間!AH33)","v":""},{"$f":"IF(OR(末端区間!$I33=\"\",末端区間!M33=\"\"),\"\",末端区間!M33)","v":""},{"$f":"IF(末端区間!AI33=\"\",\"\",末端区間!AI33)","v":""},{"$f":"IF(OR(末端区間!$I33=\"\",末端区間!N33=\"\"),\"\",末端区間!N33)","v":""},{"$f":"IF(末端区間!AJ33=\"\",\"\",末端区間!AJ33)","v":""},{"$f":"IF(OR(末端区間!$I33=\"\",末端区間!O33=\"\"),\"\",末端区間!O33)","v":""},{"$f":"IF(末端区間!AK33=\"\",\"\",末端区間!AK33)","v":""},{"$f":"IF(OR(末端区間!$I33=\"\",末端区間!P33=\"\"),\"\",末端区間!P33)","v":""},{"$f":"IF(末端区間!AL33=\"\",\"\",末端区間!AL33)","v":""},{"$f":"IF(OR(末端区間!$I33=\"\",末端区間!Q33=\"\"),\"\",末端区間!Q33)","v":""},{"$f":"IF(末端区間!AM33=\"\",\"\",末端区間!AM33)","v":""},{"$f":"IF(OR(末端区間!$I33=\"\",末端区間!R33=\"\"),\"\",末端区間!R33)","v":""},{"$f":"IF(末端区間!AN33=\"\",\"\",末端区間!AN33)","v":""},{"$f":"IF(OR(末端区間!$I33=\"\",末端区間!S33=\"\"),\"\",末端区間!S33)","v":""},{"$f":"IF(末端区間!AO33=\"\",\"\",末端区間!AO33)","v":""},{"$f":"IF(OR(末端区間!$I33=\"\",末端区間!T33=\"\"),\"\",末端区間!T33)","v":""},{"$f":"IF(末端区間!AP33=\"\",\"\",末端区間!AP33)","v":""},{"$f":"IF(OR(末端区間!$I33=\"\",末端区間!U33=\"\"),\"\",末端区間!U33)","v":""},{"$f":"IF(末端区間!AQ33=\"\",\"\",末端区間!AQ33)","v":""},{"$f":"IF(OR(末端区間!$I33=\"\",末端区間!V33=\"\"),\"\",末端区間!V33)","v":""},{"$f":"IF(末端区間!AR33=\"\",\"\",末端区間!AR33)","v":""},{"$f":"IF(OR(末端区間!$I33=\"\",末端区間!W33=\"\"),\"\",末端区間!W33)","v":""},{"$f":"IF(末端区間!AS33=\"\",\"\",末端区間!AS33)","v":""},{"$f":"IF(OR(末端区間!$I33=\"\",末端区間!X33=\"\"),\"\",末端区間!X33)","v":""},{"$f":"IF(末端区間!AT33=\"\",\"\",末端区間!AT33)","v":""},{"$f":"IF(OR(末端区間!$I33=\"\",末端区間!Y33=\"\"),\"\",末端区間!Y33)","v":""},{"$f":"IF(末端区間!AU33=\"\",\"\",末端区間!AU33)","v":""},{"$f":"IF(OR(末端区間!$I33=\"\",末端区間!Z33=\"\"),\"\",末端区間!Z33)","v":""},{"$f":"IF(末端区間!AV33=\"\",\"\",末端区間!AV33)","v":""},{"$f":"IF(末端区間!AW33=\"\",\"\",末端区間!AW33)","v":""}]
[null,{"$f":"IF(末端区間!F34=\"\",\"\",末端区間!F34)","v":24},{"$f":"IF(末端区間!G34=\"\",\"\",末端区間!G34)","v":""},{"$f":"IF(末端区間!I34=\"\",\"\",末端区間!I34)","v":""},{"$f":"IF(OR(末端区間!$I34=\"\",末端区間!L34=\"\"),\"\",末端区間!L34)","v":""},{"$f":"IF(末端区間!AH34=\"\",\"\",末端区間!AH34)","v":""},{"$f":"IF(OR(末端区間!$I34=\"\",末端区間!M34=\"\"),\"\",末端区間!M34)","v":""},{"$f":"IF(末端区間!AI34=\"\",\"\",末端区間!AI34)","v":""},{"$f":"IF(OR(末端区間!$I34=\"\",末端区間!N34=\"\"),\"\",末端区間!N34)","v":""},{"$f":"IF(末端区間!AJ34=\"\",\"\",末端区間!AJ34)","v":""},{"$f":"IF(OR(末端区間!$I34=\"\",末端区間!O34=\"\"),\"\",末端区間!O34)","v":""},{"$f":"IF(末端区間!AK34=\"\",\"\",末端区間!AK34)","v":""},{"$f":"IF(OR(末端区間!$I34=\"\",末端区間!P34=\"\"),\"\",末端区間!P34)","v":""},{"$f":"IF(末端区間!AL34=\"\",\"\",末端区間!AL34)","v":""},{"$f":"IF(OR(末端区間!$I34=\"\",末端区間!Q34=\"\"),\"\",末端区間!Q34)","v":""},{"$f":"IF(末端区間!AM34=\"\",\"\",末端区間!AM34)","v":""},{"$f":"IF(OR(末端区間!$I34=\"\",末端区間!R34=\"\"),\"\",末端区間!R34)","v":""},{"$f":"IF(末端区間!AN34=\"\",\"\",末端区間!AN34)","v":""},{"$f":"IF(OR(末端区間!$I34=\"\",末端区間!S34=\"\"),\"\",末端区間!S34)","v":""},{"$f":"IF(末端区間!AO34=\"\",\"\",末端区間!AO34)","v":""},{"$f":"IF(OR(末端区間!$I34=\"\",末端区間!T34=\"\"),\"\",末端区間!T34)","v":""},{"$f":"IF(末端区間!AP34=\"\",\"\",末端区間!AP34)","v":""},{"$f":"IF(OR(末端区間!$I34=\"\",末端区間!U34=\"\"),\"\",末端区間!U34)","v":""},{"$f":"IF(末端区間!AQ34=\"\",\"\",末端区間!AQ34)","v":""},{"$f":"IF(OR(末端区間!$I34=\"\",末端区間!V34=\"\"),\"\",末端区間!V34)","v":""},{"$f":"IF(末端区間!AR34=\"\",\"\",末端区間!AR34)","v":""},{"$f":"IF(OR(末端区間!$I34=\"\",末端区間!W34=\"\"),\"\",末端区間!W34)","v":""},{"$f":"IF(末端区間!AS34=\"\",\"\",末端区間!AS34)","v":""},{"$f":"IF(OR(末端区間!$I34=\"\",末端区間!X34=\"\"),\"\",末端区間!X34)","v":""},{"$f":"IF(末端区間!AT34=\"\",\"\",末端区間!AT34)","v":""},{"$f":"IF(OR(末端区間!$I34=\"\",末端区間!Y34=\"\"),\"\",末端区間!Y34)","v":""},{"$f":"IF(末端区間!AU34=\"\",\"\",末端区間!AU34)","v":""},{"$f":"IF(OR(末端区間!$I34=\"\",末端区間!Z34=\"\"),\"\",末端区間!Z34)","v":""},{"$f":"IF(末端区間!AV34=\"\",\"\",末端区間!AV34)","v":""},{"$f":"IF(末端区間!AW34=\"\",\"\",末端区間!AW34)","v":""}]
[null,{"$f":"IF(末端区間!F35=\"\",\"\",末端区間!F35)","v":25},{"$f":"IF(末端区間!G35=\"\",\"\",末端区間!G35)","v":""},{"$f":"IF(末端区間!I35=\"\",\"\",末端区間!I35)","v":""},{"$f":"IF(OR(末端区間!$I35=\"\",末端区間!L35=\"\"),\"\",末端区間!L35)","v":""},{"$f":"IF(末端区間!AH35=\"\",\"\",末端区間!AH35)","v":""},{"$f":"IF(OR(末端区間!$I35=\"\",末端区間!M35=\"\"),\"\",末端区間!M35)","v":""},{"$f":"IF(末端区間!AI35=\"\",\"\",末端区間!AI35)","v":""},{"$f":"IF(OR(末端区間!$I35=\"\",末端区間!N35=\"\"),\"\",末端区間!N35)","v":""},{"$f":"IF(末端区間!AJ35=\"\",\"\",末端区間!AJ35)","v":""},{"$f":"IF(OR(末端区間!$I35=\"\",末端区間!O35=\"\"),\"\",末端区間!O35)","v":""},{"$f":"IF(末端区間!AK35=\"\",\"\",末端区間!AK35)","v":""},{"$f":"IF(OR(末端区間!$I35=\"\",末端区間!P35=\"\"),\"\",末端区間!P35)","v":""},{"$f":"IF(末端区間!AL35=\"\",\"\",末端区間!AL35)","v":""},{"$f":"IF(OR(末端区間!$I35=\"\",末端区間!Q35=\"\"),\"\",末端区間!Q35)","v":""},{"$f":"IF(末端区間!AM35=\"\",\"\",末端区間!AM35)","v":""},{"$f":"IF(OR(末端区間!$I35=\"\",末端区間!R35=\"\"),\"\",末端区間!R35)","v":""},{"$f":"IF(末端区間!AN35=\"\",\"\",末端区間!AN35)","v":""},{"$f":"IF(OR(末端区間!$I35=\"\",末端区間!S35=\"\"),\"\",末端区間!S35)","v":""},{"$f":"IF(末端区間!AO35=\"\",\"\",末端区間!AO35)","v":""},{"$f":"IF(OR(末端区間!$I35=\"\",末端区間!T35=\"\"),\"\",末端区間!T35)","v":""},{"$f":"IF(末端区間!AP35=\"\",\"\",末端区間!AP35)","v":""},{"$f":"IF(OR(末端区間!$I35=\"\",末端区間!U35=\"\"),\"\",末端区間!U35)","v":""},{"$f":"IF(末端区間!AQ35=\"\",\"\",末端区間!AQ35)","v":""},{"$f":"IF(OR(末端区間!$I35=\"\",末端区間!V35=\"\"),\"\",末端区間!V35)","v":""},{"$f":"IF(末端区間!AR35=\"\",\"\",末端区間!AR35)","v":""},{"$f":"IF(OR(末端区間!$I35=\"\",末端区間!W35=\"\"),\"\",末端区間!W35)","v":""},{"$f":"IF(末端区間!AS35=\"\",\"\",末端区間!AS35)","v":""},{"$f":"IF(OR(末端区間!$I35=\"\",末端区間!X35=\"\"),\"\",末端区間!X35)","v":""},{"$f":"IF(末端区間!AT35=\"\",\"\",末端区間!AT35)","v":""},{"$f":"IF(OR(末端区間!$I35=\"\",末端区間!Y35=\"\"),\"\",末端区間!Y35)","v":""},{"$f":"IF(末端区間!AU35=\"\",\"\",末端区間!AU35)","v":""},{"$f":"IF(OR(末端区間!$I35=\"\",末端区間!Z35=\"\"),\"\",末端区間!Z35)","v":""},{"$f":"IF(末端区間!AV35=\"\",\"\",末端区間!AV35)","v":""},{"$f":"IF(末端区間!AW35=\"\",\"\",末端区間!AW35)","v":""}]
[null,{"$f":"IF(末端区間!$F$10<26,\"合計\",\"小計\")","v":"合計"},null,null,{"$f":"IF(COUNT(E6:E30)=0,\"\",SUM(E6:E30))","v":""},"",1,6,1,3,"","","","","","",1,0.15,"","","","","","","","","","","","","","","","",9.15]
[]
[null,"直管換算長計算書-末端世帯 ( 2 / 2 )"]
[]
[null,"区関数","区間名","口径","直管換算長",null,null,null,null,null,null,null,null,null,null,null,null,null,null,null,null,null,null,null,null,null,null,null,null,null,null,null,null,null,"直管\n換算長\n合計"]
[null,null,null,null,{"$f":"IF(直管換算!C3=\"\",\"\",直管換算!C3)","v":"分水栓"},null,{"$f":"IF(直管換算!D3=\"\",\"\",直管換算!D3)","v":"量水器"},null,{"$f":"IF(直管換算!E3=\"\",\"\",直管換算!E3)","v":"水栓"},null,{"$f":"IF(直管換算!F3=\"\",\"\",直管換算!F3)","v":"ポール\nタップ\n定水位弁"},null,{"$f":"IF(直管換算!G3=\"\",\"\",直管換算!G3)","v":"ゲート\nバルブ"},null,{"$f":"IF(直管換算!H3=\"\",\"\",直管換算!H3)","v":"グローブ\nバルブ"},null,{"$f":"IF(直管換算!I3=\"\",\"\",直管換算!I3)","v":"ボール\n止水栓"},null,{"$f":"IF(直管換算!J3=\"\",\"\",直管換算!J3)","v":"逆止弁"},null,{"$f":"IF(直管換算!K3=\"\",\"\",直管換算!K3)","v":"曲半径小\n90度曲管"},null,{"$f":"IF(直管換算!L3=\"\",\"\",直管換算!L3)","v":"曲半径小\n45度曲管"},null,{"$f":"IF(直管換算!M3=\"\",\"\",直管換算!M3)","v":"曲半径大\n90度曲管"},null,{"$f":"IF(直管換算!N3=\"\",\"\",直管換算!N3)","v":"曲半径大\n45度曲管"},null,{"$f":"IF(直管換算!O3=\"\",\"\",直管換算!O3)","v":"架橋ポリ\nチーズ\nエルボ"},null,{"$f":"IF(直管換算!P3=\"\",\"\",直管換算!P3)","v":""},null,{"$f":"IF(直管換算!Q3=\"\",\"\",直管換算!Q3)","v":""}]
[null,null,null,null,"個","m","個","m","個","m","個","m","個","m","個","m","個","m","個","m","個","m","個","m","個","m","個","m","個","m","個","m","個","m","m"]
[null,null,"前区間小計",null,{"$f":"IF(E31=\"\",\"\",E31)","v":""},"",1,6,1,3,"","","","","","",1,0.15,"","","","","","","","","","","","","","","","",9.15]
[null,{"$f":"IF(末端区間!F36=\"\",\"\",末端区間!F36)","v":26},{"$f":"IF(末端区間!G36=\"\",\"\",末端区間!G36)","v":""},{"$f":"IF(末端区間!I36=\"\",\"\",末端区間!I36)","v":""},{"$f":"IF(OR(末端区間!$I36=\"\",末端区間!L36=\"\"),\"\",末端区間!L36)","v":""},{"$f":"IF(末端区間!AH36=\"\",\"\",末端区間!AH36)","v":""},{"$f":"IF(OR(末端区間!$I36=\"\",末端区間!M36=\"\"),\"\",末端区間!M36)","v":""},{"$f":"IF(末端区間!AI36=\"\",\"\",末端区間!AI36)","v":""},{"$f":"IF(OR(末端区間!$I36=\"\",末端区間!N36=\"\"),\"\",末端区間!N36)","v":""},{"$f":"IF(末端区間!AJ36=\"\",\"\",末端区間!AJ36)","v":""},{"$f":"IF(OR(末端区間!$I36=\"\",末端区間!O36=\"\"),\"\",末端区間!O36)","v":""},{"$f":"IF(末端区間!AK36=\"\",\"\",末端区間!AK36)","v":""},{"$f":"IF(OR(末端区間!$I36=\"\",末端区間!P36=\"\"),\"\",末端区間!P36)","v":""},{"$f":"IF(末端区間!AL36=\"\",\"\",末端区間!AL36)","v":""},{"$f":"IF(OR(末端区間!$I36=\"\",末端区間!Q36=\"\"),\"\",末端区間!Q36)","v":""},{"$f":"IF(末端区間!AM36=\"\",\"\",末端区間!AM36)","v":""},{"$f":"IF(OR(末端区間!$I36=\"\",末端区間!R36=\"\"),\"\",末端区間!R36)","v":""},{"$f":"IF(末端区間!AN36=\"\",\"\",末端区間!AN36)","v":""},{"$f":"IF(OR(末端区間!$I36=\"\",末端区間!S36=\"\"),\"\",末端区間!S36)","v":""},{"$f":"IF(末端区間!AO36=\"\",\"\",末端区間!AO36)","v":""},{"$f":"IF(OR(末端区間!$I36=\"\",末端区間!T36=\"\"),\"\",末端区間!T36)","v":""},{"$f":"IF(末端区間!AP36=\"\",\"\",末端区間!AP36)","v":""},{"$f":"IF(OR(末端区間!$I36=\"\",末端区間!U36=\"\"),\"\",末端区間!U36)","v":""},{"$f":"IF(末端区間!AQ36=\"\",\"\",末端区間!AQ36)","v":""},{"$f":"IF(OR(末端区間!$I36=\"\",末端区間!V36=\"\"),\"\",末端区間!V36)","v":""},{"$f":"IF(末端区間!AR36=\"\",\"\",末端区間!AR36)","v":""},{"$f":"IF(OR(末端区間!$I36=\"\",末端区間!W36=\"\"),\"\",末端区間!W36)","v":""},{"$f":"IF(末端区間!AS36=\"\",\"\",末端区間!AS36)","v":""},{"$f":"IF(OR(末端区間!$I36=\"\",末端区間!X36=\"\"),\"\",末端区間!X36)","v":""},{"$f":"IF(末端区間!AT36=\"\",\"\",末端区間!AT36)","v":""},{"$f":"IF(OR(末端区間!$I36=\"\",末端区間!Y36=\"\"),\"\",末端区間!Y36)","v":""},{"$f":"IF(末端区間!AU36=\"\",\"\",末端区間!AU36)","v":""},{"$f":"IF(OR(末端区間!$I36=\"\",末端区間!Z36=\"\"),\"\",末端区間!Z36)","v":""},{"$f":"IF(末端区間!AV36=\"\",\"\",末端区間!AV36)","v":""},{"$f":"IF(末端区間!AW36=\"\",\"\",末端区間!AW36)","v":""}]
[null,{"$f":"IF(末端区間!F37=\"\",\"\",末端区間!F37)","v":27},{"$f":"IF(末端区間!G37=\"\",\"\",末端区間!G37)","v":""},{"$f":"IF(末端区間!I37=\"\",\"\",末端区間!I37)","v":""},{"$f":"IF(OR(末端区間!$I37=\"\",末端区間!L37=\"\"),\"\",末端区間!L37)","v":""},{"$f":"IF(末端区間!AH37=\"\",\"\",末端区間!AH37)","v":""},{"$f":"IF(OR(末端区間!$I37=\"\",末端区間!M37=\"\"),\"\",末端区間!M37)","v":""},{"$f":"IF(末端区間!AI37=\"\",\"\",末端区間!AI37)","v":""},{"$f":"IF(OR(末端区間!$I37=\"\",末端区間!N37=\"\"),\"\",末端区間!N37)","v":""},{"$f":"IF(末端区間!AJ37=\"\",\"\",末端区間!AJ37)","v":""},{"$f":"IF(OR(末端区間!$I37=\"\",末端区間!O37=\"\"),\"\",末端区間!O37)","v":""},{"$f":"IF(末端区間!AK37=\"\",\"\",末端区間!AK37)","v":""},{"$f":"IF(OR(末端区間!$I37=\"\",末端区間!P37=\"\"),\"\",末端区間!P37)","v":""},{"$f":"IF(末端区間!AL37=\"\",\"\",末端区間!AL37)","v":""},{"$f":"IF(OR(末端区間!$I37=\"\",末端区間!Q37=\"\"),\"\",末端区間!Q37)","v":""},{"$f":"IF(末端区間!AM37=\"\",\"\",末端区間!AM37)","v":""},{"$f":"IF(OR(末端区間!$I37=\"\",末端区間!R37=\"\"),\"\",末端区間!R37)","v":""},{"$f":"IF(末端区間!AN37=\"\",\"\",末端区間!AN37)","v":""},{"$f":"IF(OR(末端区間!$I37=\"\",末端区間!S37=\"\"),\"\",末端区間!S37)","v":""},{"$f":"IF(末端区間!AO37=\"\",\"\",末端区間!AO37)","v":""},{"$f":"IF(OR(末端区間!$I37=\"\",末端区間!T37=\"\"),\"\",末端区間!T37)","v":""},{"$f":"IF(末端区間!AP37=\"\",\"\",末端区間!AP37)","v":""},{"$f":"IF(OR(末端区間!$I37=\"\",末端区間!U37=\"\"),\"\",末端区間!U37)","v":""},{"$f":"IF(末端区間!AQ37=\"\",\"\",末端区間!AQ37)","v":""},{"$f":"IF(OR(末端区間!$I37=\"\",末端区間!V37=\"\"),\"\",末端区間!V37)","v":""},{"$f":"IF(末端区間!AR37=\"\",\"\",末端区間!AR37)","v":""},{"$f":"IF(OR(末端区間!$I37=\"\",末端区間!W37=\"\"),\"\",末端区間!W37)","v":""},{"$f":"IF(末端区間!AS37=\"\",\"\",末端区間!AS37)","v":""},{"$f":"IF(OR(末端区間!$I37=\"\",末端区間!X37=\"\"),\"\",末端区間!X37)","v":""},{"$f":"IF(末端区間!AT37=\"\",\"\",末端区間!AT37)","v":""},{"$f":"IF(OR(末端区間!$I37=\"\",末端区間!Y37=\"\"),\"\",末端区間!Y37)","v":""},{"$f":"IF(末端区間!AU37=\"\",\"\",末端区間!AU37)","v":""},{"$f":"IF(OR(末端区間!$I37=\"\",末端区間!Z37=\"\"),\"\",末端区間!Z37)","v":""},{"$f":"IF(末端区間!AV37=\"\",\"\",末端区間!AV37)","v":""},{"$f":"IF(末端区間!AW37=\"\",\"\",末端区間!AW37)","v":""}]
[null,{"$f":"IF(末端区間!F38=\"\",\"\",末端区間!F38)","v":28},{"$f":"IF(末端区間!G38=\"\",\"\",末端区間!G38)","v":""},{"$f":"IF(末端区間!I38=\"\",\"\",末端区間!I38)","v":""},{"$f":"IF(OR(末端区間!$I38=\"\",末端区間!L38=\"\"),\"\",末端区間!L38)","v":""},{"$f":"IF(末端区間!AH38=\"\",\"\",末端区間!AH38)","v":""},{"$f":"IF(OR(末端区間!$I38=\"\",末端区間!M38=\"\"),\"\",末端区間!M38)","v":""},{"$f":"IF(末端区間!AI38=\"\",\"\",末端区間!AI38)","v":""},{"$f":"IF(OR(末端区間!$I38=\"\",末端区間!N38=\"\"),\"\",末端区間!N38)","v":""},{"$f":"IF(末端区間!AJ38=\"\",\"\",末端区間!AJ38)","v":""},{"$f":"IF(OR(末端区間!$I38=\"\",末端区間!O38=\"\"),\"\",末端区間!O38)","v":""},{"$f":"IF(末端区間!AK38=\"\",\"\",末端区間!AK38)","v":""},{"$f":"IF(OR(末端区間!$I38=\"\",末端区間!P38=\"\"),\"\",末端区間!P38)","v":""},{"$f":"IF(末端区間!AL38=\"\",\"\",末端区間!AL38)","v":""},{"$f":"IF(OR(末端区間!$I38=\"\",末端区間!Q38=\"\"),\"\",末端区間!Q38)","v":""},{"$f":"IF(末端区間!AM38=\"\",\"\",末端区間!AM38)","v":""},{"$f":"IF(OR(末端区間!$I38=\"\",末端区間!R38=\"\"),\"\",末端区間!R38)","v":""},{"$f":"IF(末端区間!AN38=\"\",\"\",末端区間!AN38)","v":""},{"$f":"IF(OR(末端区間!$I38=\"\",末端区間!S38=\"\"),\"\",末端区間!S38)","v":""},{"$f":"IF(末端区間!AO38=\"\",\"\",末端区間!AO38)","v":""},{"$f":"IF(OR(末端区間!$I38=\"\",末端区間!T38=\"\"),\"\",末端区間!T38)","v":""},{"$f":"IF(末端区間!AP38=\"\",\"\",末端区間!AP38)","v":""},{"$f":"IF(OR(末端区間!$I38=\"\",末端区間!U38=\"\"),\"\",末端区間!U38)","v":""},{"$f":"IF(末端区間!AQ38=\"\",\"\",末端区間!AQ38)","v":""},{"$f":"IF(OR(末端区間!$I38=\"\",末端区間!V38=\"\"),\"\",末端区間!V38)","v":""},{"$f":"IF(末端区間!AR38=\"\",\"\",末端区間!AR38)","v":""},{"$f":"IF(OR(末端区間!$I38=\"\",末端区間!W38=\"\"),\"\",末端区間!W38)","v":""},{"$f":"IF(末端区間!AS38=\"\",\"\",末端区間!AS38)","v":""},{"$f":"IF(OR(末端区間!$I38=\"\",末端区間!X38=\"\"),\"\",末端区間!X38)","v":""},{"$f":"IF(末端区間!AT38=\"\",\"\",末端区間!AT38)","v":""},{"$f":"IF(OR(末端区間!$I38=\"\",末端区間!Y38=\"\"),\"\",末端区間!Y38)","v":""},{"$f":"IF(末端区間!AU38=\"\",\"\",末端区間!AU38)","v":""},{"$f":"IF(OR(末端区間!$I38=\"\",末端区間!Z38=\"\"),\"\",末端区間!Z38)","v":""},{"$f":"IF(末端区間!AV38=\"\",\"\",末端区間!AV38)","v":""},{"$f":"IF(末端区間!AW38=\"\",\"\",末端区間!AW38)","v":""}]
[null,{"$f":"IF(末端区間!F39=\"\",\"\",末端区間!F39)","v":29},{"$f":"IF(末端区間!G39=\"\",\"\",末端区間!G39)","v":""},{"$f":"IF(末端区間!I39=\"\",\"\",末端区間!I39)","v":""},{"$f":"IF(OR(末端区間!$I39=\"\",末端区間!L39=\"\"),\"\",末端区間!L39)","v":""},{"$f":"IF(末端区間!AH39=\"\",\"\",末端区間!AH39)","v":""},{"$f":"IF(OR(末端区間!$I39=\"\",末端区間!M39=\"\"),\"\",末端区間!M39)","v":""},{"$f":"IF(末端区間!AI39=\"\",\"\",末端区間!AI39)","v":""},{"$f":"IF(OR(末端区間!$I39=\"\",末端区間!N39=\"\"),\"\",末端区間!N39)","v":""},{"$f":"IF(末端区間!AJ39=\"\",\"\",末端区間!AJ39)","v":""},{"$f":"IF(OR(末端区間!$I39=\"\",末端区間!O39=\"\"),\"\",末端区間!O39)","v":""},{"$f":"IF(末端区間!AK39=\"\",\"\",末端区間!AK39)","v":""},{"$f":"IF(OR(末端区間!$I39=\"\",末端区間!P39=\"\"),\"\",末端区間!P39)","v":""},{"$f":"IF(末端区間!AL39=\"\",\"\",末端区間!AL39)","v":""},{"$f":"IF(OR(末端区間!$I39=\"\",末端区間!Q39=\"\"),\"\",末端区間!Q39)","v":""},{"$f":"IF(末端区間!AM39=\"\",\"\",末端区間!AM39)","v":""},{"$f":"IF(OR(末端区間!$I39=\"\",末端区間!R39=\"\"),\"\",末端区間!R39)","v":""},{"$f":"IF(末端区間!AN39=\"\",\"\",末端区間!AN39)","v":""},{"$f":"IF(OR(末端区間!$I39=\"\",末端区間!S39=\"\"),\"\",末端区間!S39)","v":""},{"$f":"IF(末端区間!AO39=\"\",\"\",末端区間!AO39)","v":""},{"$f":"IF(OR(末端区間!$I39=\"\",末端区間!T39=\"\"),\"\",末端区間!T39)","v":""},{"$f":"IF(末端区間!AP39=\"\",\"\",末端区間!AP39)","v":""},{"$f":"IF(OR(末端区間!$I39=\"\",末端区間!U39=\"\"),\"\",末端区間!U39)","v":""},{"$f":"IF(末端区間!AQ39=\"\",\"\",末端区間!AQ39)","v":""},{"$f":"IF(OR(末端区間!$I39=\"\",末端区間!V39=\"\"),\"\",末端区間!V39)","v":""},{"$f":"IF(末端区間!AR39=\"\",\"\",末端区間!AR39)","v":""},{"$f":"IF(OR(末端区間!$I39=\"\",末端区間!W39=\"\"),\"\",末端区間!W39)","v":""},{"$f":"IF(末端区間!AS39=\"\",\"\",末端区間!AS39)","v":""},{"$f":"IF(OR(末端区間!$I39=\"\",末端区間!X39=\"\"),\"\",末端区間!X39)","v":""},{"$f":"IF(末端区間!AT39=\"\",\"\",末端区間!AT39)","v":""},{"$f":"IF(OR(末端区間!$I39=\"\",末端区間!Y39=\"\"),\"\",末端区間!Y39)","v":""},{"$f":"IF(末端区間!AU39=\"\",\"\",末端区間!AU39)","v":""},{"$f":"IF(OR(末端区間!$I39=\"\",末端区間!Z39=\"\"),\"\",末端区間!Z39)","v":""},{"$f":"IF(末端区間!AV39=\"\",\"\",末端区間!AV39)","v":""},{"$f":"IF(末端区間!AW39=\"\",\"\",末端区間!AW39)","v":""}]
[null,{"$f":"IF(末端区間!F40=\"\",\"\",末端区間!F40)","v":30},{"$f":"IF(末端区間!G40=\"\",\"\",末端区間!G40)","v":""},{"$f":"IF(末端区間!I40=\"\",\"\",末端区間!I40)","v":""},{"$f":"IF(OR(末端区間!$I40=\"\",末端区間!L40=\"\"),\"\",末端区間!L40)","v":""},{"$f":"IF(末端区間!AH40=\"\",\"\",末端区間!AH40)","v":""},{"$f":"IF(OR(末端区間!$I40=\"\",末端区間!M40=\"\"),\"\",末端区間!M40)","v":""},{"$f":"IF(末端区間!AI40=\"\",\"\",末端区間!AI40)","v":""},{"$f":"IF(OR(末端区間!$I40=\"\",末端区間!N40=\"\"),\"\",末端区間!N40)","v":""},{"$f":"IF(末端区間!AJ40=\"\",\"\",末端区間!AJ40)","v":""},{"$f":"IF(OR(末端区間!$I40=\"\",末端区間!O40=\"\"),\"\",末端区間!O40)","v":""},{"$f":"IF(末端区間!AK40=\"\",\"\",末端区間!AK40)","v":""},{"$f":"IF(OR(末端区間!$I40=\"\",末端区間!P40=\"\"),\"\",末端区間!P40)","v":""},{"$f":"IF(末端区間!AL40=\"\",\"\",末端区間!AL40)","v":""},{"$f":"IF(OR(末端区間!$I40=\"\",末端区間!Q40=\"\"),\"\",末端区間!Q40)","v":""},{"$f":"IF(末端区間!AM40=\"\",\"\",末端区間!AM40)","v":""},{"$f":"IF(OR(末端区間!$I40=\"\",末端区間!R40=\"\"),\"\",末端区間!R40)","v":""},{"$f":"IF(末端区間!AN40=\"\",\"\",末端区間!AN40)","v":""},{"$f":"IF(OR(末端区間!$I40=\"\",末端区間!S40=\"\"),\"\",末端区間!S40)","v":""},{"$f":"IF(末端区間!AO40=\"\",\"\",末端区間!AO40)","v":""},{"$f":"IF(OR(末端区間!$I40=\"\",末端区間!T40=\"\"),\"\",末端区間!T40)","v":""},{"$f":"IF(末端区間!AP40=\"\",\"\",末端区間!AP40)","v":""},{"$f":"IF(OR(末端区間!$I40=\"\",末端区間!U40=\"\"),\"\",末端区間!U40)","v":""},{"$f":"IF(末端区間!AQ40=\"\",\"\",末端区間!AQ40)","v":""},{"$f":"IF(OR(末端区間!$I40=\"\",末端区間!V40=\"\"),\"\",末端区間!V40)","v":""},{"$f":"IF(末端区間!AR40=\"\",\"\",末端区間!AR40)","v":""},{"$f":"IF(OR(末端区間!$I40=\"\",末端区間!W40=\"\"),\"\",末端区間!W40)","v":""},{"$f":"IF(末端区間!AS40=\"\",\"\",末端区間!AS40)","v":""},{"$f":"IF(OR(末端区間!$I40=\"\",末端区間!X40=\"\"),\"\",末端区間!X40)","v":""},{"$f":"IF(末端区間!AT40=\"\",\"\",末端区間!AT40)","v":""},{"$f":"IF(OR(末端区間!$I40=\"\",末端区間!Y40=\"\"),\"\",末端区間!Y40)","v":""},{"$f":"IF(末端区間!AU40=\"\",\"\",末端区間!AU40)","v":""},{"$f":"IF(OR(末端区間!$I40=\"\",末端区間!Z40=\"\"),\"\",末端区間!Z40)","v":""},{"$f":"IF(末端区間!AV40=\"\",\"\",末端区間!AV40)","v":""},{"$f":"IF(末端区間!AW40=\"\",\"\",末端区間!AW40)","v":""}]
[null,{"$f":"IF(末端区間!F41=\"\",\"\",末端区間!F41)","v":31},{"$f":"IF(末端区間!G41=\"\",\"\",末端区間!G41)","v":""},{"$f":"IF(末端区間!I41=\"\",\"\",末端区間!I41)","v":""},{"$f":"IF(OR(末端区間!$I41=\"\",末端区間!L41=\"\"),\"\",末端区間!L41)","v":""},{"$f":"IF(末端区間!AH41=\"\",\"\",末端区間!AH41)","v":""},{"$f":"IF(OR(末端区間!$I41=\"\",末端区間!M41=\"\"),\"\",末端区間!M41)","v":""},{"$f":"IF(末端区間!AI41=\"\",\"\",末端区間!AI41)","v":""},{"$f":"IF(OR(末端区間!$I41=\"\",末端区間!N41=\"\"),\"\",末端区間!N41)","v":""},{"$f":"IF(末端区間!AJ41=\"\",\"\",末端区間!AJ41)","v":""},{"$f":"IF(OR(末端区間!$I41=\"\",末端区間!O41=\"\"),\"\",末端区間!O41)","v":""},{"$f":"IF(末端区間!AK41=\"\",\"\",末端区間!AK41)","v":""},{"$f":"IF(OR(末端区間!$I41=\"\",末端区間!P41=\"\"),\"\",末端区間!P41)","v":""},{"$f":"IF(末端区間!AL41=\"\",\"\",末端区間!AL41)","v":""},{"$f":"IF(OR(末端区間!$I41=\"\",末端区間!Q41=\"\"),\"\",末端区間!Q41)","v":""},{"$f":"IF(末端区間!AM41=\"\",\"\",末端区間!AM41)","v":""},{"$f":"IF(OR(末端区間!$I41=\"\",末端区間!R41=\"\"),\"\",末端区間!R41)","v":""},{"$f":"IF(末端区間!AN41=\"\",\"\",末端区間!AN41)","v":""},{"$f":"IF(OR(末端区間!$I41=\"\",末端区間!S41=\"\"),\"\",末端区間!S41)","v":""},{"$f":"IF(末端区間!AO41=\"\",\"\",末端区間!AO41)","v":""},{"$f":"IF(OR(末端区間!$I41=\"\",末端区間!T41=\"\"),\"\",末端区間!T41)","v":""},{"$f":"IF(末端区間!AP41=\"\",\"\",末端区間!AP41)","v":""},{"$f":"IF(OR(末端区間!$I41=\"\",末端区間!U41=\"\"),\"\",末端区間!U41)","v":""},{"$f":"IF(末端区間!AQ41=\"\",\"\",末端区間!AQ41)","v":""},{"$f":"IF(OR(末端区間!$I41=\"\",末端区間!V41=\"\"),\"\",末端区間!V41)","v":""},{"$f":"IF(末端区間!AR41=\"\",\"\",末端区間!AR41)","v":""},{"$f":"IF(OR(末端区間!$I41=\"\",末端区間!W41=\"\"),\"\",末端区間!W41)","v":""},{"$f":"IF(末端区間!AS41=\"\",\"\",末端区間!AS41)","v":""},{"$f":"IF(OR(末端区間!$I41=\"\",末端区間!X41=\"\"),\"\",末端区間!X41)","v":""},{"$f":"IF(末端区間!AT41=\"\",\"\",末端区間!AT41)","v":""},{"$f":"IF(OR(末端区間!$I41=\"\",末端区間!Y41=\"\"),\"\",末端区間!Y41)","v":""},{"$f":"IF(末端区間!AU41=\"\",\"\",末端区間!AU41)","v":""},{"$f":"IF(OR(末端区間!$I41=\"\",末端区間!Z41=\"\"),\"\",末端区間!Z41)","v":""},{"$f":"IF(末端区間!AV41=\"\",\"\",末端区間!AV41)","v":""},{"$f":"IF(末端区間!AW41=\"\",\"\",末端区間!AW41)","v":""}]
[null,{"$f":"IF(末端区間!F42=\"\",\"\",末端区間!F42)","v":32},{"$f":"IF(末端区間!G42=\"\",\"\",末端区間!G42)","v":""},{"$f":"IF(末端区間!I42=\"\",\"\",末端区間!I42)","v":""},{"$f":"IF(OR(末端区間!$I42=\"\",末端区間!L42=\"\"),\"\",末端区間!L42)","v":""},{"$f":"IF(末端区間!AH42=\"\",\"\",末端区間!AH42)","v":""},{"$f":"IF(OR(末端区間!$I42=\"\",末端区間!M42=\"\"),\"\",末端区間!M42)","v":""},{"$f":"IF(末端区間!AI42=\"\",\"\",末端区間!AI42)","v":""},{"$f":"IF(OR(末端区間!$I42=\"\",末端区間!N42=\"\"),\"\",末端区間!N42)","v":""},{"$f":"IF(末端区間!AJ42=\"\",\"\",末端区間!AJ42)","v":""},{"$f":"IF(OR(末端区間!$I42=\"\",末端区間!O42=\"\"),\"\",末端区間!O42)","v":""},{"$f":"IF(末端区間!AK42=\"\",\"\",末端区間!AK42)","v":""},{"$f":"IF(OR(末端区間!$I42=\"\",末端区間!P42=\"\"),\"\",末端区間!P42)","v":""},{"$f":"IF(末端区間!AL42=\"\",\"\",末端区間!AL42)","v":""},{"$f":"IF(OR(末端区間!$I42=\"\",末端区間!Q42=\"\"),\"\",末端区間!Q42)","v":""},{"$f":"IF(末端区間!AM42=\"\",\"\",末端区間!AM42)","v":""},{"$f":"IF(OR(末端区間!$I42=\"\",末端区間!R42=\"\"),\"\",末端区間!R42)","v":""},{"$f":"IF(末端区間!AN42=\"\",\"\",末端区間!AN42)","v":""},{"$f":"IF(OR(末端区間!$I42=\"\",末端区間!S42=\"\"),\"\",末端区間!S42)","v":""},{"$f":"IF(末端区間!AO42=\"\",\"\",末端区間!AO42)","v":""},{"$f":"IF(OR(末端区間!$I42=\"\",末端区間!T42=\"\"),\"\",末端区間!T42)","v":""},{"$f":"IF(末端区間!AP42=\"\",\"\",末端区間!AP42)","v":""},{"$f":"IF(OR(末端区間!$I42=\"\",末端区間!U42=\"\"),\"\",末端区間!U42)","v":""},{"$f":"IF(末端区間!AQ42=\"\",\"\",末端区間!AQ42)","v":""},{"$f":"IF(OR(末端区間!$I42=\"\",末端区間!V42=\"\"),\"\",末端区間!V42)","v":""},{"$f":"IF(末端区間!AR42=\"\",\"\",末端区間!AR42)","v":""},{"$f":"IF(OR(末端区間!$I42=\"\",末端区間!W42=\"\"),\"\",末端区間!W42)","v":""},{"$f":"IF(末端区間!AS42=\"\",\"\",末端区間!AS42)","v":""},{"$f":"IF(OR(末端区間!$I42=\"\",末端区間!X42=\"\"),\"\",末端区間!X42)","v":""},{"$f":"IF(末端区間!AT42=\"\",\"\",末端区間!AT42)","v":""},{"$f":"IF(OR(末端区間!$I42=\"\",末端区間!Y42=\"\"),\"\",末端区間!Y42)","v":""},{"$f":"IF(末端区間!AU42=\"\",\"\",末端区間!AU42)","v":""},{"$f":"IF(OR(末端区間!$I42=\"\",末端区間!Z42=\"\"),\"\",末端区間!Z42)","v":""},{"$f":"IF(末端区間!AV42=\"\",\"\",末端区間!AV42)","v":""},{"$f":"IF(末端区間!AW42=\"\",\"\",末端区間!AW42)","v":""}]
[null,{"$f":"IF(末端区間!F43=\"\",\"\",末端区間!F43)","v":33},{"$f":"IF(末端区間!G43=\"\",\"\",末端区間!G43)","v":""},{"$f":"IF(末端区間!I43=\"\",\"\",末端区間!I43)","v":""},{"$f":"IF(OR(末端区間!$I43=\"\",末端区間!L43=\"\"),\"\",末端区間!L43)","v":""},{"$f":"IF(末端区間!AH43=\"\",\"\",末端区間!AH43)","v":""},{"$f":"IF(OR(末端区間!$I43=\"\",末端区間!M43=\"\"),\"\",末端区間!M43)","v":""},{"$f":"IF(末端区間!AI43=\"\",\"\",末端区間!AI43)","v":""},{"$f":"IF(OR(末端区間!$I43=\"\",末端区間!N43=\"\"),\"\",末端区間!N43)","v":""},{"$f":"IF(末端区間!AJ43=\"\",\"\",末端区間!AJ43)","v":""},{"$f":"IF(OR(末端区間!$I43=\"\",末端区間!O43=\"\"),\"\",末端区間!O43)","v":""},{"$f":"IF(末端区間!AK43=\"\",\"\",末端区間!AK43)","v":""},{"$f":"IF(OR(末端区間!$I43=\"\",末端区間!P43=\"\"),\"\",末端区間!P43)","v":""},{"$f":"IF(末端区間!AL43=\"\",\"\",末端区間!AL43)","v":""},{"$f":"IF(OR(末端区間!$I43=\"\",末端区間!Q43=\"\"),\"\",末端区間!Q43)","v":""},{"$f":"IF(末端区間!AM43=\"\",\"\",末端区間!AM43)","v":""},{"$f":"IF(OR(末端区間!$I43=\"\",末端区間!R43=\"\"),\"\",末端区間!R43)","v":""},{"$f":"IF(末端区間!AN43=\"\",\"\",末端区間!AN43)","v":""},{"$f":"IF(OR(末端区間!$I43=\"\",末端区間!S43=\"\"),\"\",末端区間!S43)","v":""},{"$f":"IF(末端区間!AO43=\"\",\"\",末端区間!AO43)","v":""},{"$f":"IF(OR(末端区間!$I43=\"\",末端区間!T43=\"\"),\"\",末端区間!T43)","v":""},{"$f":"IF(末端区間!AP43=\"\",\"\",末端区間!AP43)","v":""},{"$f":"IF(OR(末端区間!$I43=\"\",末端区間!U43=\"\"),\"\",末端区間!U43)","v":""},{"$f":"IF(末端区間!AQ43=\"\",\"\",末端区間!AQ43)","v":""},{"$f":"IF(OR(末端区間!$I43=\"\",末端区間!V43=\"\"),\"\",末端区間!V43)","v":""},{"$f":"IF(末端区間!AR43=\"\",\"\",末端区間!AR43)","v":""},{"$f":"IF(OR(末端区間!$I43=\"\",末端区間!W43=\"\"),\"\",末端区間!W43)","v":""},{"$f":"IF(末端区間!AS43=\"\",\"\",末端区間!AS43)","v":""},{"$f":"IF(OR(末端区間!$I43=\"\",末端区間!X43=\"\"),\"\",末端区間!X43)","v":""},{"$f":"IF(末端区間!AT43=\"\",\"\",末端区間!AT43)","v":""},{"$f":"IF(OR(末端区間!$I43=\"\",末端区間!Y43=\"\"),\"\",末端区間!Y43)","v":""},{"$f":"IF(末端区間!AU43=\"\",\"\",末端区間!AU43)","v":""},{"$f":"IF(OR(末端区間!$I43=\"\",末端区間!Z43=\"\"),\"\",末端区間!Z43)","v":""},{"$f":"IF(末端区間!AV43=\"\",\"\",末端区間!AV43)","v":""},{"$f":"IF(末端区間!AW43=\"\",\"\",末端区間!AW43)","v":""}]
[null,{"$f":"IF(末端区間!F44=\"\",\"\",末端区間!F44)","v":34},{"$f":"IF(末端区間!G44=\"\",\"\",末端区間!G44)","v":""},{"$f":"IF(末端区間!I44=\"\",\"\",末端区間!I44)","v":""},{"$f":"IF(OR(末端区間!$I44=\"\",末端区間!L44=\"\"),\"\",末端区間!L44)","v":""},{"$f":"IF(末端区間!AH44=\"\",\"\",末端区間!AH44)","v":""},{"$f":"IF(OR(末端区間!$I44=\"\",末端区間!M44=\"\"),\"\",末端区間!M44)","v":""},{"$f":"IF(末端区間!AI44=\"\",\"\",末端区間!AI44)","v":""},{"$f":"IF(OR(末端区間!$I44=\"\",末端区間!N44=\"\"),\"\",末端区間!N44)","v":""},{"$f":"IF(末端区間!AJ44=\"\",\"\",末端区間!AJ44)","v":""},{"$f":"IF(OR(末端区間!$I44=\"\",末端区間!O44=\"\"),\"\",末端区間!O44)","v":""},{"$f":"IF(末端区間!AK44=\"\",\"\",末端区間!AK44)","v":""},{"$f":"IF(OR(末端区間!$I44=\"\",末端区間!P44=\"\"),\"\",末端区間!P44)","v":""},{"$f":"IF(末端区間!AL44=\"\",\"\",末端区間!AL44)","v":""},{"$f":"IF(OR(末端区間!$I44=\"\",末端区間!Q44=\"\"),\"\",末端区間!Q44)","v":""},{"$f":"IF(末端区間!AM44=\"\",\"\",末端区間!AM44)","v":""},{"$f":"IF(OR(末端区間!$I44=\"\",末端区間!R44=\"\"),\"\",末端区間!R44)","v":""},{"$f":"IF(末端区間!AN44=\"\",\"\",末端区間!AN44)","v":""},{"$f":"IF(OR(末端区間!$I44=\"\",末端区間!S44=\"\"),\"\",末端区間!S44)","v":""},{"$f":"IF(末端区間!AO44=\"\",\"\",末端区間!AO44)","v":""},{"$f":"IF(OR(末端区間!$I44=\"\",末端区間!T44=\"\"),\"\",末端区間!T44)","v":""},{"$f":"IF(末端区間!AP44=\"\",\"\",末端区間!AP44)","v":""},{"$f":"IF(OR(末端区間!$I44=\"\",末端区間!U44=\"\"),\"\",末端区間!U44)","v":""},{"$f":"IF(末端区間!AQ44=\"\",\"\",末端区間!AQ44)","v":""},{"$f":"IF(OR(末端区間!$I44=\"\",末端区間!V44=\"\"),\"\",末端区間!V44)","v":""},{"$f":"IF(末端区間!AR44=\"\",\"\",末端区間!AR44)","v":""},{"$f":"IF(OR(末端区間!$I44=\"\",末端区間!W44=\"\"),\"\",末端区間!W44)","v":""},{"$f":"IF(末端区間!AS44=\"\",\"\",末端区間!AS44)","v":""},{"$f":"IF(OR(末端区間!$I44=\"\",末端区間!X44=\"\"),\"\",末端区間!X44)","v":""},{"$f":"IF(末端区間!AT44=\"\",\"\",末端区間!AT44)","v":""},{"$f":"IF(OR(末端区間!$I44=\"\",末端区間!Y44=\"\"),\"\",末端区間!Y44)","v":""},{"$f":"IF(末端区間!AU44=\"\",\"\",末端区間!AU44)","v":""},{"$f":"IF(OR(末端区間!$I44=\"\",末端区間!Z44=\"\"),\"\",末端区間!Z44)","v":""},{"$f":"IF(末端区間!AV44=\"\",\"\",末端区間!AV44)","v":""},{"$f":"IF(末端区間!AW44=\"\",\"\",末端区間!AW44)","v":""}]
[null,{"$f":"IF(末端区間!F45=\"\",\"\",末端区間!F45)","v":35},{"$f":"IF(末端区間!G45=\"\",\"\",末端区間!G45)","v":""},{"$f":"IF(末端区間!I45=\"\",\"\",末端区間!I45)","v":""},{"$f":"IF(OR(末端区間!$I45=\"\",末端区間!L45=\"\"),\"\",末端区間!L45)","v":""},{"$f":"IF(末端区間!AH45=\"\",\"\",末端区間!AH45)","v":""},{"$f":"IF(OR(末端区間!$I45=\"\",末端区間!M45=\"\"),\"\",末端区間!M45)","v":""},{"$f":"IF(末端区間!AI45=\"\",\"\",末端区間!AI45)","v":""},{"$f":"IF(OR(末端区間!$I45=\"\",末端区間!N45=\"\"),\"\",末端区間!N45)","v":""},{"$f":"IF(末端区間!AJ45=\"\",\"\",末端区間!AJ45)","v":""},{"$f":"IF(OR(末端区間!$I45=\"\",末端区間!O45=\"\"),\"\",末端区間!O45)","v":""},{"$f":"IF(末端区間!AK45=\"\",\"\",末端区間!AK45)","v":""},{"$f":"IF(OR(末端区間!$I45=\"\",末端区間!P45=\"\"),\"\",末端区間!P45)","v":""},{"$f":"IF(末端区間!AL45=\"\",\"\",末端区間!AL45)","v":""},{"$f":"IF(OR(末端区間!$I45=\"\",末端区間!Q45=\"\"),\"\",末端区間!Q45)","v":""},{"$f":"IF(末端区間!AM45=\"\",\"\",末端区間!AM45)","v":""},{"$f":"IF(OR(末端区間!$I45=\"\",末端区間!R45=\"\"),\"\",末端区間!R45)","v":""},{"$f":"IF(末端区間!AN45=\"\",\"\",末端区間!AN45)","v":""},{"$f":"IF(OR(末端区間!$I45=\"\",末端区間!S45=\"\"),\"\",末端区間!S45)","v":""},{"$f":"IF(末端区間!AO45=\"\",\"\",末端区間!AO45)","v":""},{"$f":"IF(OR(末端区間!$I45=\"\",末端区間!T45=\"\"),\"\",末端区間!T45)","v":""},{"$f":"IF(末端区間!AP45=\"\",\"\",末端区間!AP45)","v":""},{"$f":"IF(OR(末端区間!$I45=\"\",末端区間!U45=\"\"),\"\",末端区間!U45)","v":""},{"$f":"IF(末端区間!AQ45=\"\",\"\",末端区間!AQ45)","v":""},{"$f":"IF(OR(末端区間!$I45=\"\",末端区間!V45=\"\"),\"\",末端区間!V45)","v":""},{"$f":"IF(末端区間!AR45=\"\",\"\",末端区間!AR45)","v":""},{"$f":"IF(OR(末端区間!$I45=\"\",末端区間!W45=\"\"),\"\",末端区間!W45)","v":""},{"$f":"IF(末端区間!AS45=\"\",\"\",末端区間!AS45)","v":""},{"$f":"IF(OR(末端区間!$I45=\"\",末端区間!X45=\"\"),\"\",末端区間!X45)","v":""},{"$f":"IF(末端区間!AT45=\"\",\"\",末端区間!AT45)","v":""},{"$f":"IF(OR(末端区間!$I45=\"\",末端区間!Y45=\"\"),\"\",末端区間!Y45)","v":""},{"$f":"IF(末端区間!AU45=\"\",\"\",末端区間!AU45)","v":""},{"$f":"IF(OR(末端区間!$I45=\"\",末端区間!Z45=\"\"),\"\",末端区間!Z45)","v":""},{"$f":"IF(末端区間!AV45=\"\",\"\",末端区間!AV45)","v":""},{"$f":"IF(末端区間!AW45=\"\",\"\",末端区間!AW45)","v":""}]
[null,{"$f":"IF(末端区間!F46=\"\",\"\",末端区間!F46)","v":36},{"$f":"IF(末端区間!G46=\"\",\"\",末端区間!G46)","v":""},{"$f":"IF(末端区間!I46=\"\",\"\",末端区間!I46)","v":""},{"$f":"IF(OR(末端区間!$I46=\"\",末端区間!L46=\"\"),\"\",末端区間!L46)","v":""},{"$f":"IF(末端区間!AH46=\"\",\"\",末端区間!AH46)","v":""},{"$f":"IF(OR(末端区間!$I46=\"\",末端区間!M46=\"\"),\"\",末端区間!M46)","v":""},{"$f":"IF(末端区間!AI46=\"\",\"\",末端区間!AI46)","v":""},{"$f":"IF(OR(末端区間!$I46=\"\",末端区間!N46=\"\"),\"\",末端区間!N46)","v":""},{"$f":"IF(末端区間!AJ46=\"\",\"\",末端区間!AJ46)","v":""},{"$f":"IF(OR(末端区間!$I46=\"\",末端区間!O46=\"\"),\"\",末端区間!O46)","v":""},{"$f":"IF(末端区間!AK46=\"\",\"\",末端区間!AK46)","v":""},{"$f":"IF(OR(末端区間!$I46=\"\",末端区間!P46=\"\"),\"\",末端区間!P46)","v":""},{"$f":"IF(末端区間!AL46=\"\",\"\",末端区間!AL46)","v":""},{"$f":"IF(OR(末端区間!$I46=\"\",末端区間!Q46=\"\"),\"\",末端区間!Q46)","v":""},{"$f":"IF(末端区間!AM46=\"\",\"\",末端区間!AM46)","v":""},{"$f":"IF(OR(末端区間!$I46=\"\",末端区間!R46=\"\"),\"\",末端区間!R46)","v":""},{"$f":"IF(末端区間!AN46=\"\",\"\",末端区間!AN46)","v":""},{"$f":"IF(OR(末端区間!$I46=\"\",末端区間!S46=\"\"),\"\",末端区間!S46)","v":""},{"$f":"IF(末端区間!AO46=\"\",\"\",末端区間!AO46)","v":""},{"$f":"IF(OR(末端区間!$I46=\"\",末端区間!T46=\"\"),\"\",末端区間!T46)","v":""},{"$f":"IF(末端区間!AP46=\"\",\"\",末端区間!AP46)","v":""},{"$f":"IF(OR(末端区間!$I46=\"\",末端区間!U46=\"\"),\"\",末端区間!U46)","v":""},{"$f":"IF(末端区間!AQ46=\"\",\"\",末端区間!AQ46)","v":""},{"$f":"IF(OR(末端区間!$I46=\"\",末端区間!V46=\"\"),\"\",末端区間!V46)","v":""},{"$f":"IF(末端区間!AR46=\"\",\"\",末端区間!AR46)","v":""},{"$f":"IF(OR(末端区間!$I46=\"\",末端区間!W46=\"\"),\"\",末端区間!W46)","v":""},{"$f":"IF(末端区間!AS46=\"\",\"\",末端区間!AS46)","v":""},{"$f":"IF(OR(末端区間!$I46=\"\",末端区間!X46=\"\"),\"\",末端区間!X46)","v":""},{"$f":"IF(末端区間!AT46=\"\",\"\",末端区間!AT46)","v":""},{"$f":"IF(OR(末端区間!$I46=\"\",末端区間!Y46=\"\"),\"\",末端区間!Y46)","v":""},{"$f":"IF(末端区間!AU46=\"\",\"\",末端区間!AU46)","v":""},{"$f":"IF(OR(末端区間!$I46=\"\",末端区間!Z46=\"\"),\"\",末端区間!Z46)","v":""},{"$f":"IF(末端区間!AV46=\"\",\"\",末端区間!AV46)","v":""},{"$f":"IF(末端区間!AW46=\"\",\"\",末端区間!AW46)","v":""}]
[null,{"$f":"IF(末端区間!F47=\"\",\"\",末端区間!F47)","v":37},{"$f":"IF(末端区間!G47=\"\",\"\",末端区間!G47)","v":""},{"$f":"IF(末端区間!I47=\"\",\"\",末端区間!I47)","v":""},{"$f":"IF(OR(末端区間!$I47=\"\",末端区間!L47=\"\"),\"\",末端区間!L47)","v":""},{"$f":"IF(末端区間!AH47=\"\",\"\",末端区間!AH47)","v":""},{"$f":"IF(OR(末端区間!$I47=\"\",末端区間!M47=\"\"),\"\",末端区間!M47)","v":""},{"$f":"IF(末端区間!AI47=\"\",\"\",末端区間!AI47)","v":""},{"$f":"IF(OR(末端区間!$I47=\"\",末端区間!N47=\"\"),\"\",末端区間!N47)","v":""},{"$f":"IF(末端区間!AJ47=\"\",\"\",末端区間!AJ47)","v":""},{"$f":"IF(OR(末端区間!$I47=\"\",末端区間!O47=\"\"),\"\",末端区間!O47)","v":""},{"$f":"IF(末端区間!AK47=\"\",\"\",末端区間!AK47)","v":""},{"$f":"IF(OR(末端区間!$I47=\"\",末端区間!P47=\"\"),\"\",末端区間!P47)","v":""},{"$f":"IF(末端区間!AL47=\"\",\"\",末端区間!AL47)","v":""},{"$f":"IF(OR(末端区間!$I47=\"\",末端区間!Q47=\"\"),\"\",末端区間!Q47)","v":""},{"$f":"IF(末端区間!AM47=\"\",\"\",末端区間!AM47)","v":""},{"$f":"IF(OR(末端区間!$I47=\"\",末端区間!R47=\"\"),\"\",末端区間!R47)","v":""},{"$f":"IF(末端区間!AN47=\"\",\"\",末端区間!AN47)","v":""},{"$f":"IF(OR(末端区間!$I47=\"\",末端区間!S47=\"\"),\"\",末端区間!S47)","v":""},{"$f":"IF(末端区間!AO47=\"\",\"\",末端区間!AO47)","v":""},{"$f":"IF(OR(末端区間!$I47=\"\",末端区間!T47=\"\"),\"\",末端区間!T47)","v":""},{"$f":"IF(末端区間!AP47=\"\",\"\",末端区間!AP47)","v":""},{"$f":"IF(OR(末端区間!$I47=\"\",末端区間!U47=\"\"),\"\",末端区間!U47)","v":""},{"$f":"IF(末端区間!AQ47=\"\",\"\",末端区間!AQ47)","v":""},{"$f":"IF(OR(末端区間!$I47=\"\",末端区間!V47=\"\"),\"\",末端区間!V47)","v":""},{"$f":"IF(末端区間!AR47=\"\",\"\",末端区間!AR47)","v":""},{"$f":"IF(OR(末端区間!$I47=\"\",末端区間!W47=\"\"),\"\",末端区間!W47)","v":""},{"$f":"IF(末端区間!AS47=\"\",\"\",末端区間!AS47)","v":""},{"$f":"IF(OR(末端区間!$I47=\"\",末端区間!X47=\"\"),\"\",末端区間!X47)","v":""},{"$f":"IF(末端区間!AT47=\"\",\"\",末端区間!AT47)","v":""},{"$f":"IF(OR(末端区間!$I47=\"\",末端区間!Y47=\"\"),\"\",末端区間!Y47)","v":""},{"$f":"IF(末端区間!AU47=\"\",\"\",末端区間!AU47)","v":""},{"$f":"IF(OR(末端区間!$I47=\"\",末端区間!Z47=\"\"),\"\",末端区間!Z47)","v":""},{"$f":"IF(末端区間!AV47=\"\",\"\",末端区間!AV47)","v":""},{"$f":"IF(末端区間!AW47=\"\",\"\",末端区間!AW47)","v":""}]
[null,{"$f":"IF(末端区間!F48=\"\",\"\",末端区間!F48)","v":38},{"$f":"IF(末端区間!G48=\"\",\"\",末端区間!G48)","v":""},{"$f":"IF(末端区間!I48=\"\",\"\",末端区間!I48)","v":""},{"$f":"IF(OR(末端区間!$I48=\"\",末端区間!L48=\"\"),\"\",末端区間!L48)","v":""},{"$f":"IF(末端区間!AH48=\"\",\"\",末端区間!AH48)","v":""},{"$f":"IF(OR(末端区間!$I48=\"\",末端区間!M48=\"\"),\"\",末端区間!M48)","v":""},{"$f":"IF(末端区間!AI48=\"\",\"\",末端区間!AI48)","v":""},{"$f":"IF(OR(末端区間!$I48=\"\",末端区間!N48=\"\"),\"\",末端区間!N48)","v":""},{"$f":"IF(末端区間!AJ48=\"\",\"\",末端区間!AJ48)","v":""},{"$f":"IF(OR(末端区間!$I48=\"\",末端区間!O48=\"\"),\"\",末端区間!O48)","v":""},{"$f":"IF(末端区間!AK48=\"\",\"\",末端区間!AK48)","v":""},{"$f":"IF(OR(末端区間!$I48=\"\",末端区間!P48=\"\"),\"\",末端区間!P48)","v":""},{"$f":"IF(末端区間!AL48=\"\",\"\",末端区間!AL48)","v":""},{"$f":"IF(OR(末端区間!$I48=\"\",末端区間!Q48=\"\"),\"\",末端区間!Q48)","v":""},{"$f":"IF(末端区間!AM48=\"\",\"\",末端区間!AM48)","v":""},{"$f":"IF(OR(末端区間!$I48=\"\",末端区間!R48=\"\"),\"\",末端区間!R48)","v":""},{"$f":"IF(末端区間!AN48=\"\",\"\",末端区間!AN48)","v":""},{"$f":"IF(OR(末端区間!$I48=\"\",末端区間!S48=\"\"),\"\",末端区間!S48)","v":""},{"$f":"IF(末端区間!AO48=\"\",\"\",末端区間!AO48)","v":""},{"$f":"IF(OR(末端区間!$I48=\"\",末端区間!T48=\"\"),\"\",末端区間!T48)","v":""},{"$f":"IF(末端区間!AP48=\"\",\"\",末端区間!AP48)","v":""},{"$f":"IF(OR(末端区間!$I48=\"\",末端区間!U48=\"\"),\"\",末端区間!U48)","v":""},{"$f":"IF(末端区間!AQ48=\"\",\"\",末端区間!AQ48)","v":""},{"$f":"IF(OR(末端区間!$I48=\"\",末端区間!V48=\"\"),\"\",末端区間!V48)","v":""},{"$f":"IF(末端区間!AR48=\"\",\"\",末端区間!AR48)","v":""},{"$f":"IF(OR(末端区間!$I48=\"\",末端区間!W48=\"\"),\"\",末端区間!W48)","v":""},{"$f":"IF(末端区間!AS48=\"\",\"\",末端区間!AS48)","v":""},{"$f":"IF(OR(末端区間!$I48=\"\",末端区間!X48=\"\"),\"\",末端区間!X48)","v":""},{"$f":"IF(末端区間!AT48=\"\",\"\",末端区間!AT48)","v":""},{"$f":"IF(OR(末端区間!$I48=\"\",末端区間!Y48=\"\"),\"\",末端区間!Y48)","v":""},{"$f":"IF(末端区間!AU48=\"\",\"\",末端区間!AU48)","v":""},{"$f":"IF(OR(末端区間!$I48=\"\",末端区間!Z48=\"\"),\"\",末端区間!Z48)","v":""},{"$f":"IF(末端区間!AV48=\"\",\"\",末端区間!AV48)","v":""},{"$f":"IF(末端区間!AW48=\"\",\"\",末端区間!AW48)","v":""}]
[null,{"$f":"IF(末端区間!F49=\"\",\"\",末端区間!F49)","v":39},{"$f":"IF(末端区間!G49=\"\",\"\",末端区間!G49)","v":""},{"$f":"IF(末端区間!I49=\"\",\"\",末端区間!I49)","v":""},{"$f":"IF(OR(末端区間!$I49=\"\",末端区間!L49=\"\"),\"\",末端区間!L49)","v":""},{"$f":"IF(末端区間!AH49=\"\",\"\",末端区間!AH49)","v":""},{"$f":"IF(OR(末端区間!$I49=\"\",末端区間!M49=\"\"),\"\",末端区間!M49)","v":""},{"$f":"IF(末端区間!AI49=\"\",\"\",末端区間!AI49)","v":""},{"$f":"IF(OR(末端区間!$I49=\"\",末端区間!N49=\"\"),\"\",末端区間!N49)","v":""},{"$f":"IF(末端区間!AJ49=\"\",\"\",末端区間!AJ49)","v":""},{"$f":"IF(OR(末端区間!$I49=\"\",末端区間!O49=\"\"),\"\",末端区間!O49)","v":""},{"$f":"IF(末端区間!AK49=\"\",\"\",末端区間!AK49)","v":""},{"$f":"IF(OR(末端区間!$I49=\"\",末端区間!P49=\"\"),\"\",末端区間!P49)","v":""},{"$f":"IF(末端区間!AL49=\"\",\"\",末端区間!AL49)","v":""},{"$f":"IF(OR(末端区間!$I49=\"\",末端区間!Q49=\"\"),\"\",末端区間!Q49)","v":""},{"$f":"IF(末端区間!AM49=\"\",\"\",末端区間!AM49)","v":""},{"$f":"IF(OR(末端区間!$I49=\"\",末端区間!R49=\"\"),\"\",末端区間!R49)","v":""},{"$f":"IF(末端区間!AN49=\"\",\"\",末端区間!AN49)","v":""},{"$f":"IF(OR(末端区間!$I49=\"\",末端区間!S49=\"\"),\"\",末端区間!S49)","v":""},{"$f":"IF(末端区間!AO49=\"\",\"\",末端区間!AO49)","v":""},{"$f":"IF(OR(末端区間!$I49=\"\",末端区間!T49=\"\"),\"\",末端区間!T49)","v":""},{"$f":"IF(末端区間!AP49=\"\",\"\",末端区間!AP49)","v":""},{"$f":"IF(OR(末端区間!$I49=\"\",末端区間!U49=\"\"),\"\",末端区間!U49)","v":""},{"$f":"IF(末端区間!AQ49=\"\",\"\",末端区間!AQ49)","v":""},{"$f":"IF(OR(末端区間!$I49=\"\",末端区間!V49=\"\"),\"\",末端区間!V49)","v":""},{"$f":"IF(末端区間!AR49=\"\",\"\",末端区間!AR49)","v":""},{"$f":"IF(OR(末端区間!$I49=\"\",末端区間!W49=\"\"),\"\",末端区間!W49)","v":""},{"$f":"IF(末端区間!AS49=\"\",\"\",末端区間!AS49)","v":""},{"$f":"IF(OR(末端区間!$I49=\"\",末端区間!X49=\"\"),\"\",末端区間!X49)","v":""},{"$f":"IF(末端区間!AT49=\"\",\"\",末端区間!AT49)","v":""},{"$f":"IF(OR(末端区間!$I49=\"\",末端区間!Y49=\"\"),\"\",末端区間!Y49)","v":""},{"$f":"IF(末端区間!AU49=\"\",\"\",末端区間!AU49)","v":""},{"$f":"IF(OR(末端区間!$I49=\"\",末端区間!Z49=\"\"),\"\",末端区間!Z49)","v":""},{"$f":"IF(末端区間!AV49=\"\",\"\",末端区間!AV49)","v":""},{"$f":"IF(末端区間!AW49=\"\",\"\",末端区間!AW49)","v":""}]
[null,{"$f":"IF(末端区間!F50=\"\",\"\",末端区間!F50)","v":40},{"$f":"IF(末端区間!G50=\"\",\"\",末端区間!G50)","v":""},{"$f":"IF(末端区間!I50=\"\",\"\",末端区間!I50)","v":""},{"$f":"IF(OR(末端区間!$I50=\"\",末端区間!L50=\"\"),\"\",末端区間!L50)","v":""},{"$f":"IF(末端区間!AH50=\"\",\"\",末端区間!AH50)","v":""},{"$f":"IF(OR(末端区間!$I50=\"\",末端区間!M50=\"\"),\"\",末端区間!M50)","v":""},{"$f":"IF(末端区間!AI50=\"\",\"\",末端区間!AI50)","v":""},{"$f":"IF(OR(末端区間!$I50=\"\",末端区間!N50=\"\"),\"\",末端区間!N50)","v":""},{"$f":"IF(末端区間!AJ50=\"\",\"\",末端区間!AJ50)","v":""},{"$f":"IF(OR(末端区間!$I50=\"\",末端区間!O50=\"\"),\"\",末端区間!O50)","v":""},{"$f":"IF(末端区間!AK50=\"\",\"\",末端区間!AK50)","v":""},{"$f":"IF(OR(末端区間!$I50=\"\",末端区間!P50=\"\"),\"\",末端区間!P50)","v":""},{"$f":"IF(末端区間!AL50=\"\",\"\",末端区間!AL50)","v":""},{"$f":"IF(OR(末端区間!$I50=\"\",末端区間!Q50=\"\"),\"\",末端区間!Q50)","v":""},{"$f":"IF(末端区間!AM50=\"\",\"\",末端区間!AM50)","v":""},{"$f":"IF(OR(末端区間!$I50=\"\",末端区間!R50=\"\"),\"\",末端区間!R50)","v":""},{"$f":"IF(末端区間!AN50=\"\",\"\",末端区間!AN50)","v":""},{"$f":"IF(OR(末端区間!$I50=\"\",末端区間!S50=\"\"),\"\",末端区間!S50)","v":""},{"$f":"IF(末端区間!AO50=\"\",\"\",末端区間!AO50)","v":""},{"$f":"IF(OR(末端区間!$I50=\"\",末端区間!T50=\"\"),\"\",末端区間!T50)","v":""},{"$f":"IF(末端区間!AP50=\"\",\"\",末端区間!AP50)","v":""},{"$f":"IF(OR(末端区間!$I50=\"\",末端区間!U50=\"\"),\"\",末端区間!U50)","v":""},{"$f":"IF(末端区間!AQ50=\"\",\"\",末端区間!AQ50)","v":""},{"$f":"IF(OR(末端区間!$I50=\"\",末端区間!V50=\"\"),\"\",末端区間!V50)","v":""},{"$f":"IF(末端区間!AR50=\"\",\"\",末端区間!AR50)","v":""},{"$f":"IF(OR(末端区間!$I50=\"\",末端区間!W50=\"\"),\"\",末端区間!W50)","v":""},{"$f":"IF(末端区間!AS50=\"\",\"\",末端区間!AS50)","v":""},{"$f":"IF(OR(末端区間!$I50=\"\",末端区間!X50=\"\"),\"\",末端区間!X50)","v":""},{"$f":"IF(末端区間!AT50=\"\",\"\",末端区間!AT50)","v":""},{"$f":"IF(OR(末端区間!$I50=\"\",末端区間!Y50=\"\"),\"\",末端区間!Y50)","v":""},{"$f":"IF(末端区間!AU50=\"\",\"\",末端区間!AU50)","v":""},{"$f":"IF(OR(末端区間!$I50=\"\",末端区間!Z50=\"\"),\"\",末端区間!Z50)","v":""},{"$f":"IF(末端区間!AV50=\"\",\"\",末端区間!AV50)","v":""},{"$f":"IF(末端区間!AW50=\"\",\"\",末端区間!AW50)","v":""}]
[null,{"$f":"IF(末端区間!F51=\"\",\"\",末端区間!F51)","v":41},{"$f":"IF(末端区間!G51=\"\",\"\",末端区間!G51)","v":""},{"$f":"IF(末端区間!I51=\"\",\"\",末端区間!I51)","v":""},{"$f":"IF(OR(末端区間!$I51=\"\",末端区間!L51=\"\"),\"\",末端区間!L51)","v":""},{"$f":"IF(末端区間!AH51=\"\",\"\",末端区間!AH51)","v":""},{"$f":"IF(OR(末端区間!$I51=\"\",末端区間!M51=\"\"),\"\",末端区間!M51)","v":""},{"$f":"IF(末端区間!AI51=\"\",\"\",末端区間!AI51)","v":""},{"$f":"IF(OR(末端区間!$I51=\"\",末端区間!N51=\"\"),\"\",末端区間!N51)","v":""},{"$f":"IF(末端区間!AJ51=\"\",\"\",末端区間!AJ51)","v":""},{"$f":"IF(OR(末端区間!$I51=\"\",末端区間!O51=\"\"),\"\",末端区間!O51)","v":""},{"$f":"IF(末端区間!AK51=\"\",\"\",末端区間!AK51)","v":""},{"$f":"IF(OR(末端区間!$I51=\"\",末端区間!P51=\"\"),\"\",末端区間!P51)","v":""},{"$f":"IF(末端区間!AL51=\"\",\"\",末端区間!AL51)","v":""},{"$f":"IF(OR(末端区間!$I51=\"\",末端区間!Q51=\"\"),\"\",末端区間!Q51)","v":""},{"$f":"IF(末端区間!AM51=\"\",\"\",末端区間!AM51)","v":""},{"$f":"IF(OR(末端区間!$I51=\"\",末端区間!R51=\"\"),\"\",末端区間!R51)","v":""},{"$f":"IF(末端区間!AN51=\"\",\"\",末端区間!AN51)","v":""},{"$f":"IF(OR(末端区間!$I51=\"\",末端区間!S51=\"\"),\"\",末端区間!S51)","v":""},{"$f":"IF(末端区間!AO51=\"\",\"\",末端区間!AO51)","v":""},{"$f":"IF(OR(末端区間!$I51=\"\",末端区間!T51=\"\"),\"\",末端区間!T51)","v":""},{"$f":"IF(末端区間!AP51=\"\",\"\",末端区間!AP51)","v":""},{"$f":"IF(OR(末端区間!$I51=\"\",末端区間!U51=\"\"),\"\",末端区間!U51)","v":""},{"$f":"IF(末端区間!AQ51=\"\",\"\",末端区間!AQ51)","v":""},{"$f":"IF(OR(末端区間!$I51=\"\",末端区間!V51=\"\"),\"\",末端区間!V51)","v":""},{"$f":"IF(末端区間!AR51=\"\",\"\",末端区間!AR51)","v":""},{"$f":"IF(OR(末端区間!$I51=\"\",末端区間!W51=\"\"),\"\",末端区間!W51)","v":""},{"$f":"IF(末端区間!AS51=\"\",\"\",末端区間!AS51)","v":""},{"$f":"IF(OR(末端区間!$I51=\"\",末端区間!X51=\"\"),\"\",末端区間!X51)","v":""},{"$f":"IF(末端区間!AT51=\"\",\"\",末端区間!AT51)","v":""},{"$f":"IF(OR(末端区間!$I51=\"\",末端区間!Y51=\"\"),\"\",末端区間!Y51)","v":""},{"$f":"IF(末端区間!AU51=\"\",\"\",末端区間!AU51)","v":""},{"$f":"IF(OR(末端区間!$I51=\"\",末端区間!Z51=\"\"),\"\",末端区間!Z51)","v":""},{"$f":"IF(末端区間!AV51=\"\",\"\",末端区間!AV51)","v":""},{"$f":"IF(末端区間!AW51=\"\",\"\",末端区間!AW51)","v":""}]
[null,{"$f":"IF(末端区間!F52=\"\",\"\",末端区間!F52)","v":42},{"$f":"IF(末端区間!G52=\"\",\"\",末端区間!G52)","v":""},{"$f":"IF(末端区間!I52=\"\",\"\",末端区間!I52)","v":""},{"$f":"IF(OR(末端区間!$I52=\"\",末端区間!L52=\"\"),\"\",末端区間!L52)","v":""},{"$f":"IF(末端区間!AH52=\"\",\"\",末端区間!AH52)","v":""},{"$f":"IF(OR(末端区間!$I52=\"\",末端区間!M52=\"\"),\"\",末端区間!M52)","v":""},{"$f":"IF(末端区間!AI52=\"\",\"\",末端区間!AI52)","v":""},{"$f":"IF(OR(末端区間!$I52=\"\",末端区間!N52=\"\"),\"\",末端区間!N52)","v":""},{"$f":"IF(末端区間!AJ52=\"\",\"\",末端区間!AJ52)","v":""},{"$f":"IF(OR(末端区間!$I52=\"\",末端区間!O52=\"\"),\"\",末端区間!O52)","v":""},{"$f":"IF(末端区間!AK52=\"\",\"\",末端区間!AK52)","v":""},{"$f":"IF(OR(末端区間!$I52=\"\",末端区間!P52=\"\"),\"\",末端区間!P52)","v":""},{"$f":"IF(末端区間!AL52=\"\",\"\",末端区間!AL52)","v":""},{"$f":"IF(OR(末端区間!$I52=\"\",末端区間!Q52=\"\"),\"\",末端区間!Q52)","v":""},{"$f":"IF(末端区間!AM52=\"\",\"\",末端区間!AM52)","v":""},{"$f":"IF(OR(末端区間!$I52=\"\",末端区間!R52=\"\"),\"\",末端区間!R52)","v":""},{"$f":"IF(末端区間!AN52=\"\",\"\",末端区間!AN52)","v":""},{"$f":"IF(OR(末端区間!$I52=\"\",末端区間!S52=\"\"),\"\",末端区間!S52)","v":""},{"$f":"IF(末端区間!AO52=\"\",\"\",末端区間!AO52)","v":""},{"$f":"IF(OR(末端区間!$I52=\"\",末端区間!T52=\"\"),\"\",末端区間!T52)","v":""},{"$f":"IF(末端区間!AP52=\"\",\"\",末端区間!AP52)","v":""},{"$f":"IF(OR(末端区間!$I52=\"\",末端区間!U52=\"\"),\"\",末端区間!U52)","v":""},{"$f":"IF(末端区間!AQ52=\"\",\"\",末端区間!AQ52)","v":""},{"$f":"IF(OR(末端区間!$I52=\"\",末端区間!V52=\"\"),\"\",末端区間!V52)","v":""},{"$f":"IF(末端区間!AR52=\"\",\"\",末端区間!AR52)","v":""},{"$f":"IF(OR(末端区間!$I52=\"\",末端区間!W52=\"\"),\"\",末端区間!W52)","v":""},{"$f":"IF(末端区間!AS52=\"\",\"\",末端区間!AS52)","v":""},{"$f":"IF(OR(末端区間!$I52=\"\",末端区間!X52=\"\"),\"\",末端区間!X52)","v":""},{"$f":"IF(末端区間!AT52=\"\",\"\",末端区間!AT52)","v":""},{"$f":"IF(OR(末端区間!$I52=\"\",末端区間!Y52=\"\"),\"\",末端区間!Y52)","v":""},{"$f":"IF(末端区間!AU52=\"\",\"\",末端区間!AU52)","v":""},{"$f":"IF(OR(末端区間!$I52=\"\",末端区間!Z52=\"\"),\"\",末端区間!Z52)","v":""},{"$f":"IF(末端区間!AV52=\"\",\"\",末端区間!AV52)","v":""},{"$f":"IF(末端区間!AW52=\"\",\"\",末端区間!AW52)","v":""}]
[null,{"$f":"IF(末端区間!F53=\"\",\"\",末端区間!F53)","v":43},{"$f":"IF(末端区間!G53=\"\",\"\",末端区間!G53)","v":""},{"$f":"IF(末端区間!I53=\"\",\"\",末端区間!I53)","v":""},{"$f":"IF(OR(末端区間!$I53=\"\",末端区間!L53=\"\"),\"\",末端区間!L53)","v":""},{"$f":"IF(末端区間!AH53=\"\",\"\",末端区間!AH53)","v":""},{"$f":"IF(OR(末端区間!$I53=\"\",末端区間!M53=\"\"),\"\",末端区間!M53)","v":""},{"$f":"IF(末端区間!AI53=\"\",\"\",末端区間!AI53)","v":""},{"$f":"IF(OR(末端区間!$I53=\"\",末端区間!N53=\"\"),\"\",末端区間!N53)","v":""},{"$f":"IF(末端区間!AJ53=\"\",\"\",末端区間!AJ53)","v":""},{"$f":"IF(OR(末端区間!$I53=\"\",末端区間!O53=\"\"),\"\",末端区間!O53)","v":""},{"$f":"IF(末端区間!AK53=\"\",\"\",末端区間!AK53)","v":""},{"$f":"IF(OR(末端区間!$I53=\"\",末端区間!P53=\"\"),\"\",末端区間!P53)","v":""},{"$f":"IF(末端区間!AL53=\"\",\"\",末端区間!AL53)","v":""},{"$f":"IF(OR(末端区間!$I53=\"\",末端区間!Q53=\"\"),\"\",末端区間!Q53)","v":""},{"$f":"IF(末端区間!AM53=\"\",\"\",末端区間!AM53)","v":""},{"$f":"IF(OR(末端区間!$I53=\"\",末端区間!R53=\"\"),\"\",末端区間!R53)","v":""},{"$f":"IF(末端区間!AN53=\"\",\"\",末端区間!AN53)","v":""},{"$f":"IF(OR(末端区間!$I53=\"\",末端区間!S53=\"\"),\"\",末端区間!S53)","v":""},{"$f":"IF(末端区間!AO53=\"\",\"\",末端区間!AO53)","v":""},{"$f":"IF(OR(末端区間!$I53=\"\",末端区間!T53=\"\"),\"\",末端区間!T53)","v":""},{"$f":"IF(末端区間!AP53=\"\",\"\",末端区間!AP53)","v":""},{"$f":"IF(OR(末端区間!$I53=\"\",末端区間!U53=\"\"),\"\",末端区間!U53)","v":""},{"$f":"IF(末端区間!AQ53=\"\",\"\",末端区間!AQ53)","v":""},{"$f":"IF(OR(末端区間!$I53=\"\",末端区間!V53=\"\"),\"\",末端区間!V53)","v":""},{"$f":"IF(末端区間!AR53=\"\",\"\",末端区間!AR53)","v":""},{"$f":"IF(OR(末端区間!$I53=\"\",末端区間!W53=\"\"),\"\",末端区間!W53)","v":""},{"$f":"IF(末端区間!AS53=\"\",\"\",末端区間!AS53)","v":""},{"$f":"IF(OR(末端区間!$I53=\"\",末端区間!X53=\"\"),\"\",末端区間!X53)","v":""},{"$f":"IF(末端区間!AT53=\"\",\"\",末端区間!AT53)","v":""},{"$f":"IF(OR(末端区間!$I53=\"\",末端区間!Y53=\"\"),\"\",末端区間!Y53)","v":""},{"$f":"IF(末端区間!AU53=\"\",\"\",末端区間!AU53)","v":""},{"$f":"IF(OR(末端区間!$I53=\"\",末端区間!Z53=\"\"),\"\",末端区間!Z53)","v":""},{"$f":"IF(末端区間!AV53=\"\",\"\",末端区間!AV53)","v":""},{"$f":"IF(末端区間!AW53=\"\",\"\",末端区間!AW53)","v":""}]
[null,{"$f":"IF(末端区間!F54=\"\",\"\",末端区間!F54)","v":44},{"$f":"IF(末端区間!G54=\"\",\"\",末端区間!G54)","v":""},{"$f":"IF(末端区間!I54=\"\",\"\",末端区間!I54)","v":""},{"$f":"IF(OR(末端区間!$I54=\"\",末端区間!L54=\"\"),\"\",末端区間!L54)","v":""},{"$f":"IF(末端区間!AH54=\"\",\"\",末端区間!AH54)","v":""},{"$f":"IF(OR(末端区間!$I54=\"\",末端区間!M54=\"\"),\"\",末端区間!M54)","v":""},{"$f":"IF(末端区間!AI54=\"\",\"\",末端区間!AI54)","v":""},{"$f":"IF(OR(末端区間!$I54=\"\",末端区間!N54=\"\"),\"\",末端区間!N54)","v":""},{"$f":"IF(末端区間!AJ54=\"\",\"\",末端区間!AJ54)","v":""},{"$f":"IF(OR(末端区間!$I54=\"\",末端区間!O54=\"\"),\"\",末端区間!O54)","v":""},{"$f":"IF(末端区間!AK54=\"\",\"\",末端区間!AK54)","v":""},{"$f":"IF(OR(末端区間!$I54=\"\",末端区間!P54=\"\"),\"\",末端区間!P54)","v":""},{"$f":"IF(末端区間!AL54=\"\",\"\",末端区間!AL54)","v":""},{"$f":"IF(OR(末端区間!$I54=\"\",末端区間!Q54=\"\"),\"\",末端区間!Q54)","v":""},{"$f":"IF(末端区間!AM54=\"\",\"\",末端区間!AM54)","v":""},{"$f":"IF(OR(末端区間!$I54=\"\",末端区間!R54=\"\"),\"\",末端区間!R54)","v":""},{"$f":"IF(末端区間!AN54=\"\",\"\",末端区間!AN54)","v":""},{"$f":"IF(OR(末端区間!$I54=\"\",末端区間!S54=\"\"),\"\",末端区間!S54)","v":""},{"$f":"IF(末端区間!AO54=\"\",\"\",末端区間!AO54)","v":""},{"$f":"IF(OR(末端区間!$I54=\"\",末端区間!T54=\"\"),\"\",末端区間!T54)","v":""},{"$f":"IF(末端区間!AP54=\"\",\"\",末端区間!AP54)","v":""},{"$f":"IF(OR(末端区間!$I54=\"\",末端区間!U54=\"\"),\"\",末端区間!U54)","v":""},{"$f":"IF(末端区間!AQ54=\"\",\"\",末端区間!AQ54)","v":""},{"$f":"IF(OR(末端区間!$I54=\"\",末端区間!V54=\"\"),\"\",末端区間!V54)","v":""},{"$f":"IF(末端区間!AR54=\"\",\"\",末端区間!AR54)","v":""},{"$f":"IF(OR(末端区間!$I54=\"\",末端区間!W54=\"\"),\"\",末端区間!W54)","v":""},{"$f":"IF(末端区間!AS54=\"\",\"\",末端区間!AS54)","v":""},{"$f":"IF(OR(末端区間!$I54=\"\",末端区間!X54=\"\"),\"\",末端区間!X54)","v":""},{"$f":"IF(末端区間!AT54=\"\",\"\",末端区間!AT54)","v":""},{"$f":"IF(OR(末端区間!$I54=\"\",末端区間!Y54=\"\"),\"\",末端区間!Y54)","v":""},{"$f":"IF(末端区間!AU54=\"\",\"\",末端区間!AU54)","v":""},{"$f":"IF(OR(末端区間!$I54=\"\",末端区間!Z54=\"\"),\"\",末端区間!Z54)","v":""},{"$f":"IF(末端区間!AV54=\"\",\"\",末端区間!AV54)","v":""},{"$f":"IF(末端区間!AW54=\"\",\"\",末端区間!AW54)","v":""}]
[null,{"$f":"IF(末端区間!F55=\"\",\"\",末端区間!F55)","v":45},{"$f":"IF(末端区間!G55=\"\",\"\",末端区間!G55)","v":""},{"$f":"IF(末端区間!I55=\"\",\"\",末端区間!I55)","v":""},{"$f":"IF(OR(末端区間!$I55=\"\",末端区間!L55=\"\"),\"\",末端区間!L55)","v":""},{"$f":"IF(末端区間!AH55=\"\",\"\",末端区間!AH55)","v":""},{"$f":"IF(OR(末端区間!$I55=\"\",末端区間!M55=\"\"),\"\",末端区間!M55)","v":""},{"$f":"IF(末端区間!AI55=\"\",\"\",末端区間!AI55)","v":""},{"$f":"IF(OR(末端区間!$I55=\"\",末端区間!N55=\"\"),\"\",末端区間!N55)","v":""},{"$f":"IF(末端区間!AJ55=\"\",\"\",末端区間!AJ55)","v":""},{"$f":"IF(OR(末端区間!$I55=\"\",末端区間!O55=\"\"),\"\",末端区間!O55)","v":""},{"$f":"IF(末端区間!AK55=\"\",\"\",末端区間!AK55)","v":""},{"$f":"IF(OR(末端区間!$I55=\"\",末端区間!P55=\"\"),\"\",末端区間!P55)","v":""},{"$f":"IF(末端区間!AL55=\"\",\"\",末端区間!AL55)","v":""},{"$f":"IF(OR(末端区間!$I55=\"\",末端区間!Q55=\"\"),\"\",末端区間!Q55)","v":""},{"$f":"IF(末端区間!AM55=\"\",\"\",末端区間!AM55)","v":""},{"$f":"IF(OR(末端区間!$I55=\"\",末端区間!R55=\"\"),\"\",末端区間!R55)","v":""},{"$f":"IF(末端区間!AN55=\"\",\"\",末端区間!AN55)","v":""},{"$f":"IF(OR(末端区間!$I55=\"\",末端区間!S55=\"\"),\"\",末端区間!S55)","v":""},{"$f":"IF(末端区間!AO55=\"\",\"\",末端区間!AO55)","v":""},{"$f":"IF(OR(末端区間!$I55=\"\",末端区間!T55=\"\"),\"\",末端区間!T55)","v":""},{"$f":"IF(末端区間!AP55=\"\",\"\",末端区間!AP55)","v":""},{"$f":"IF(OR(末端区間!$I55=\"\",末端区間!U55=\"\"),\"\",末端区間!U55)","v":""},{"$f":"IF(末端区間!AQ55=\"\",\"\",末端区間!AQ55)","v":""},{"$f":"IF(OR(末端区間!$I55=\"\",末端区間!V55=\"\"),\"\",末端区間!V55)","v":""},{"$f":"IF(末端区間!AR55=\"\",\"\",末端区間!AR55)","v":""},{"$f":"IF(OR(末端区間!$I55=\"\",末端区間!W55=\"\"),\"\",末端区間!W55)","v":""},{"$f":"IF(末端区間!AS55=\"\",\"\",末端区間!AS55)","v":""},{"$f":"IF(OR(末端区間!$I55=\"\",末端区間!X55=\"\"),\"\",末端区間!X55)","v":""},{"$f":"IF(末端区間!AT55=\"\",\"\",末端区間!AT55)","v":""},{"$f":"IF(OR(末端区間!$I55=\"\",末端区間!Y55=\"\"),\"\",末端区間!Y55)","v":""},{"$f":"IF(末端区間!AU55=\"\",\"\",末端区間!AU55)","v":""},{"$f":"IF(OR(末端区間!$I55=\"\",末端区間!Z55=\"\"),\"\",末端区間!Z55)","v":""},{"$f":"IF(末端区間!AV55=\"\",\"\",末端区間!AV55)","v":""},{"$f":"IF(末端区間!AW55=\"\",\"\",末端区間!AW55)","v":""}]
[null,{"$f":"IF(末端区間!F56=\"\",\"\",末端区間!F56)","v":46},{"$f":"IF(末端区間!G56=\"\",\"\",末端区間!G56)","v":""},{"$f":"IF(末端区間!I56=\"\",\"\",末端区間!I56)","v":""},{"$f":"IF(OR(末端区間!$I56=\"\",末端区間!L56=\"\"),\"\",末端区間!L56)","v":""},{"$f":"IF(末端区間!AH56=\"\",\"\",末端区間!AH56)","v":""},{"$f":"IF(OR(末端区間!$I56=\"\",末端区間!M56=\"\"),\"\",末端区間!M56)","v":""},{"$f":"IF(末端区間!AI56=\"\",\"\",末端区間!AI56)","v":""},{"$f":"IF(OR(末端区間!$I56=\"\",末端区間!N56=\"\"),\"\",末端区間!N56)","v":""},{"$f":"IF(末端区間!AJ56=\"\",\"\",末端区間!AJ56)","v":""},{"$f":"IF(OR(末端区間!$I56=\"\",末端区間!O56=\"\"),\"\",末端区間!O56)","v":""},{"$f":"IF(末端区間!AK56=\"\",\"\",末端区間!AK56)","v":""},{"$f":"IF(OR(末端区間!$I56=\"\",末端区間!P56=\"\"),\"\",末端区間!P56)","v":""},{"$f":"IF(末端区間!AL56=\"\",\"\",末端区間!AL56)","v":""},{"$f":"IF(OR(末端区間!$I56=\"\",末端区間!Q56=\"\"),\"\",末端区間!Q56)","v":""},{"$f":"IF(末端区間!AM56=\"\",\"\",末端区間!AM56)","v":""},{"$f":"IF(OR(末端区間!$I56=\"\",末端区間!R56=\"\"),\"\",末端区間!R56)","v":""},{"$f":"IF(末端区間!AN56=\"\",\"\",末端区間!AN56)","v":""},{"$f":"IF(OR(末端区間!$I56=\"\",末端区間!S56=\"\"),\"\",末端区間!S56)","v":""},{"$f":"IF(末端区間!AO56=\"\",\"\",末端区間!AO56)","v":""},{"$f":"IF(OR(末端区間!$I56=\"\",末端区間!T56=\"\"),\"\",末端区間!T56)","v":""},{"$f":"IF(末端区間!AP56=\"\",\"\",末端区間!AP56)","v":""},{"$f":"IF(OR(末端区間!$I56=\"\",末端区間!U56=\"\"),\"\",末端区間!U56)","v":""},{"$f":"IF(末端区間!AQ56=\"\",\"\",末端区間!AQ56)","v":""},{"$f":"IF(OR(末端区間!$I56=\"\",末端区間!V56=\"\"),\"\",末端区間!V56)","v":""},{"$f":"IF(末端区間!AR56=\"\",\"\",末端区間!AR56)","v":""},{"$f":"IF(OR(末端区間!$I56=\"\",末端区間!W56=\"\"),\"\",末端区間!W56)","v":""},{"$f":"IF(末端区間!AS56=\"\",\"\",末端区間!AS56)","v":""},{"$f":"IF(OR(末端区間!$I56=\"\",末端区間!X56=\"\"),\"\",末端区間!X56)","v":""},{"$f":"IF(末端区間!AT56=\"\",\"\",末端区間!AT56)","v":""},{"$f":"IF(OR(末端区間!$I56=\"\",末端区間!Y56=\"\"),\"\",末端区間!Y56)","v":""},{"$f":"IF(末端区間!AU56=\"\",\"\",末端区間!AU56)","v":""},{"$f":"IF(OR(末端区間!$I56=\"\",末端区間!Z56=\"\"),\"\",末端区間!Z56)","v":""},{"$f":"IF(末端区間!AV56=\"\",\"\",末端区間!AV56)","v":""},{"$f":"IF(末端区間!AW56=\"\",\"\",末端区間!AW56)","v":""}]
[null,{"$f":"IF(末端区間!F57=\"\",\"\",末端区間!F57)","v":47},{"$f":"IF(末端区間!G57=\"\",\"\",末端区間!G57)","v":""},{"$f":"IF(末端区間!I57=\"\",\"\",末端区間!I57)","v":""},{"$f":"IF(OR(末端区間!$I57=\"\",末端区間!L57=\"\"),\"\",末端区間!L57)","v":""},{"$f":"IF(末端区間!AH57=\"\",\"\",末端区間!AH57)","v":""},{"$f":"IF(OR(末端区間!$I57=\"\",末端区間!M57=\"\"),\"\",末端区間!M57)","v":""},{"$f":"IF(末端区間!AI57=\"\",\"\",末端区間!AI57)","v":""},{"$f":"IF(OR(末端区間!$I57=\"\",末端区間!N57=\"\"),\"\",末端区間!N57)","v":""},{"$f":"IF(末端区間!AJ57=\"\",\"\",末端区間!AJ57)","v":""},{"$f":"IF(OR(末端区間!$I57=\"\",末端区間!O57=\"\"),\"\",末端区間!O57)","v":""},{"$f":"IF(末端区間!AK57=\"\",\"\",末端区間!AK57)","v":""},{"$f":"IF(OR(末端区間!$I57=\"\",末端区間!P57=\"\"),\"\",末端区間!P57)","v":""},{"$f":"IF(末端区間!AL57=\"\",\"\",末端区間!AL57)","v":""},{"$f":"IF(OR(末端区間!$I57=\"\",末端区間!Q57=\"\"),\"\",末端区間!Q57)","v":""},{"$f":"IF(末端区間!AM57=\"\",\"\",末端区間!AM57)","v":""},{"$f":"IF(OR(末端区間!$I57=\"\",末端区間!R57=\"\"),\"\",末端区間!R57)","v":""},{"$f":"IF(末端区間!AN57=\"\",\"\",末端区間!AN57)","v":""},{"$f":"IF(OR(末端区間!$I57=\"\",末端区間!S57=\"\"),\"\",末端区間!S57)","v":""},{"$f":"IF(末端区間!AO57=\"\",\"\",末端区間!AO57)","v":""},{"$f":"IF(OR(末端区間!$I57=\"\",末端区間!T57=\"\"),\"\",末端区間!T57)","v":""},{"$f":"IF(末端区間!AP57=\"\",\"\",末端区間!AP57)","v":""},{"$f":"IF(OR(末端区間!$I57=\"\",末端区間!U57=\"\"),\"\",末端区間!U57)","v":""},{"$f":"IF(末端区間!AQ57=\"\",\"\",末端区間!AQ57)","v":""},{"$f":"IF(OR(末端区間!$I57=\"\",末端区間!V57=\"\"),\"\",末端区間!V57)","v":""},{"$f":"IF(末端区間!AR57=\"\",\"\",末端区間!AR57)","v":""},{"$f":"IF(OR(末端区間!$I57=\"\",末端区間!W57=\"\"),\"\",末端区間!W57)","v":""},{"$f":"IF(末端区間!AS57=\"\",\"\",末端区間!AS57)","v":""},{"$f":"IF(OR(末端区間!$I57=\"\",末端区間!X57=\"\"),\"\",末端区間!X57)","v":""},{"$f":"IF(末端区間!AT57=\"\",\"\",末端区間!AT57)","v":""},{"$f":"IF(OR(末端区間!$I57=\"\",末端区間!Y57=\"\"),\"\",末端区間!Y57)","v":""},{"$f":"IF(末端区間!AU57=\"\",\"\",末端区間!AU57)","v":""},{"$f":"IF(OR(末端区間!$I57=\"\",末端区間!Z57=\"\"),\"\",末端区間!Z57)","v":""},{"$f":"IF(末端区間!AV57=\"\",\"\",末端区間!AV57)","v":""},{"$f":"IF(末端区間!AW57=\"\",\"\",末端区間!AW57)","v":""}]
[null,{"$f":"IF(末端区間!F58=\"\",\"\",末端区間!F58)","v":48},{"$f":"IF(末端区間!G58=\"\",\"\",末端区間!G58)","v":""},{"$f":"IF(末端区間!I58=\"\",\"\",末端区間!I58)","v":""},{"$f":"IF(OR(末端区間!$I58=\"\",末端区間!L58=\"\"),\"\",末端区間!L58)","v":""},{"$f":"IF(末端区間!AH58=\"\",\"\",末端区間!AH58)","v":""},{"$f":"IF(OR(末端区間!$I58=\"\",末端区間!M58=\"\"),\"\",末端区間!M58)","v":""},{"$f":"IF(末端区間!AI58=\"\",\"\",末端区間!AI58)","v":""},{"$f":"IF(OR(末端区間!$I58=\"\",末端区間!N58=\"\"),\"\",末端区間!N58)","v":""},{"$f":"IF(末端区間!AJ58=\"\",\"\",末端区間!AJ58)","v":""},{"$f":"IF(OR(末端区間!$I58=\"\",末端区間!O58=\"\"),\"\",末端区間!O58)","v":""},{"$f":"IF(末端区間!AK58=\"\",\"\",末端区間!AK58)","v":""},{"$f":"IF(OR(末端区間!$I58=\"\",末端区間!P58=\"\"),\"\",末端区間!P58)","v":""},{"$f":"IF(末端区間!AL58=\"\",\"\",末端区間!AL58)","v":""},{"$f":"IF(OR(末端区間!$I58=\"\",末端区間!Q58=\"\"),\"\",末端区間!Q58)","v":""},{"$f":"IF(末端区間!AM58=\"\",\"\",末端区間!AM58)","v":""},{"$f":"IF(OR(末端区間!$I58=\"\",末端区間!R58=\"\"),\"\",末端区間!R58)","v":""},{"$f":"IF(末端区間!AN58=\"\",\"\",末端区間!AN58)","v":""},{"$f":"IF(OR(末端区間!$I58=\"\",末端区間!S58=\"\"),\"\",末端区間!S58)","v":""},{"$f":"IF(末端区間!AO58=\"\",\"\",末端区間!AO58)","v":""},{"$f":"IF(OR(末端区間!$I58=\"\",末端区間!T58=\"\"),\"\",末端区間!T58)","v":""},{"$f":"IF(末端区間!AP58=\"\",\"\",末端区間!AP58)","v":""},{"$f":"IF(OR(末端区間!$I58=\"\",末端区間!U58=\"\"),\"\",末端区間!U58)","v":""},{"$f":"IF(末端区間!AQ58=\"\",\"\",末端区間!AQ58)","v":""},{"$f":"IF(OR(末端区間!$I58=\"\",末端区間!V58=\"\"),\"\",末端区間!V58)","v":""},{"$f":"IF(末端区間!AR58=\"\",\"\",末端区間!AR58)","v":""},{"$f":"IF(OR(末端区間!$I58=\"\",末端区間!W58=\"\"),\"\",末端区間!W58)","v":""},{"$f":"IF(末端区間!AS58=\"\",\"\",末端区間!AS58)","v":""},{"$f":"IF(OR(末端区間!$I58=\"\",末端区間!X58=\"\"),\"\",末端区間!X58)","v":""},{"$f":"IF(末端区間!AT58=\"\",\"\",末端区間!AT58)","v":""},{"$f":"IF(OR(末端区間!$I58=\"\",末端区間!Y58=\"\"),\"\",末端区間!Y58)","v":""},{"$f":"IF(末端区間!AU58=\"\",\"\",末端区間!AU58)","v":""},{"$f":"IF(OR(末端区間!$I58=\"\",末端区間!Z58=\"\"),\"\",末端区間!Z58)","v":""},{"$f":"IF(末端区間!AV58=\"\",\"\",末端区間!AV58)","v":""},{"$f":"IF(末端区間!AW58=\"\",\"\",末端区間!AW58)","v":""}]
[null,{"$f":"IF(末端区間!F59=\"\",\"\",末端区間!F59)","v":49},{"$f":"IF(末端区間!G59=\"\",\"\",末端区間!G59)","v":""},{"$f":"IF(末端区間!I59=\"\",\"\",末端区間!I59)","v":""},{"$f":"IF(OR(末端区間!$I59=\"\",末端区間!L59=\"\"),\"\",末端区間!L59)","v":""},{"$f":"IF(末端区間!AH59=\"\",\"\",末端区間!AH59)","v":""},{"$f":"IF(OR(末端区間!$I59=\"\",末端区間!M59=\"\"),\"\",末端区間!M59)","v":""},{"$f":"IF(末端区間!AI59=\"\",\"\",末端区間!AI59)","v":""},{"$f":"IF(OR(末端区間!$I59=\"\",末端区間!N59=\"\"),\"\",末端区間!N59)","v":""},{"$f":"IF(末端区間!AJ59=\"\",\"\",末端区間!AJ59)","v":""},{"$f":"IF(OR(末端区間!$I59=\"\",末端区間!O59=\"\"),\"\",末端区間!O59)","v":""},{"$f":"IF(末端区間!AK59=\"\",\"\",末端区間!AK59)","v":""},{"$f":"IF(OR(末端区間!$I59=\"\",末端区間!P59=\"\"),\"\",末端区間!P59)","v":""},{"$f":"IF(末端区間!AL59=\"\",\"\",末端区間!AL59)","v":""},{"$f":"IF(OR(末端区間!$I59=\"\",末端区間!Q59=\"\"),\"\",末端区間!Q59)","v":""},{"$f":"IF(末端区間!AM59=\"\",\"\",末端区間!AM59)","v":""},{"$f":"IF(OR(末端区間!$I59=\"\",末端区間!R59=\"\"),\"\",末端区間!R59)","v":""},{"$f":"IF(末端区間!AN59=\"\",\"\",末端区間!AN59)","v":""},{"$f":"IF(OR(末端区間!$I59=\"\",末端区間!S59=\"\"),\"\",末端区間!S59)","v":""},{"$f":"IF(末端区間!AO59=\"\",\"\",末端区間!AO59)","v":""},{"$f":"IF(OR(末端区間!$I59=\"\",末端区間!T59=\"\"),\"\",末端区間!T59)","v":""},{"$f":"IF(末端区間!AP59=\"\",\"\",末端区間!AP59)","v":""},{"$f":"IF(OR(末端区間!$I59=\"\",末端区間!U59=\"\"),\"\",末端区間!U59)","v":""},{"$f":"IF(末端区間!AQ59=\"\",\"\",末端区間!AQ59)","v":""},{"$f":"IF(OR(末端区間!$I59=\"\",末端区間!V59=\"\"),\"\",末端区間!V59)","v":""},{"$f":"IF(末端区間!AR59=\"\",\"\",末端区間!AR59)","v":""},{"$f":"IF(OR(末端区間!$I59=\"\",末端区間!W59=\"\"),\"\",末端区間!W59)","v":""},{"$f":"IF(末端区間!AS59=\"\",\"\",末端区間!AS59)","v":""},{"$f":"IF(OR(末端区間!$I59=\"\",末端区間!X59=\"\"),\"\",末端区間!X59)","v":""},{"$f":"IF(末端区間!AT59=\"\",\"\",末端区間!AT59)","v":""},{"$f":"IF(OR(末端区間!$I59=\"\",末端区間!Y59=\"\"),\"\",末端区間!Y59)","v":""},{"$f":"IF(末端区間!AU59=\"\",\"\",末端区間!AU59)","v":""},{"$f":"IF(OR(末端区間!$I59=\"\",末端区間!Z59=\"\"),\"\",末端区間!Z59)","v":""},{"$f":"IF(末端区間!AV59=\"\",\"\",末端区間!AV59)","v":""},{"$f":"IF(末端区間!AW59=\"\",\"\",末端区間!AW59)","v":""}]
[null,{"$f":"IF(末端区間!F60=\"\",\"\",末端区間!F60)","v":50},{"$f":"IF(末端区間!G60=\"\",\"\",末端区間!G60)","v":""},{"$f":"IF(末端区間!I60=\"\",\"\",末端区間!I60)","v":""},{"$f":"IF(OR(末端区間!$I60=\"\",末端区間!L60=\"\"),\"\",末端区間!L60)","v":""},{"$f":"IF(末端区間!AH60=\"\",\"\",末端区間!AH60)","v":""},{"$f":"IF(OR(末端区間!$I60=\"\",末端区間!M60=\"\"),\"\",末端区間!M60)","v":""},{"$f":"IF(末端区間!AI60=\"\",\"\",末端区間!AI60)","v":""},{"$f":"IF(OR(末端区間!$I60=\"\",末端区間!N60=\"\"),\"\",末端区間!N60)","v":""},{"$f":"IF(末端区間!AJ60=\"\",\"\",末端区間!AJ60)","v":""},{"$f":"IF(OR(末端区間!$I60=\"\",末端区間!O60=\"\"),\"\",末端区間!O60)","v":""},{"$f":"IF(末端区間!AK60=\"\",\"\",末端区間!AK60)","v":""},{"$f":"IF(OR(末端区間!$I60=\"\",末端区間!P60=\"\"),\"\",末端区間!P60)","v":""},{"$f":"IF(末端区間!AL60=\"\",\"\",末端区間!AL60)","v":""},{"$f":"IF(OR(末端区間!$I60=\"\",末端区間!Q60=\"\"),\"\",末端区間!Q60)","v":""},{"$f":"IF(末端区間!AM60=\"\",\"\",末端区間!AM60)","v":""},{"$f":"IF(OR(末端区間!$I60=\"\",末端区間!R60=\"\"),\"\",末端区間!R60)","v":""},{"$f":"IF(末端区間!AN60=\"\",\"\",末端区間!AN60)","v":""},{"$f":"IF(OR(末端区間!$I60=\"\",末端区間!S60=\"\"),\"\",末端区間!S60)","v":""},{"$f":"IF(末端区間!AO60=\"\",\"\",末端区間!AO60)","v":""},{"$f":"IF(OR(末端区間!$I60=\"\",末端区間!T60=\"\"),\"\",末端区間!T60)","v":""},{"$f":"IF(末端区間!AP60=\"\",\"\",末端区間!AP60)","v":""},{"$f":"IF(OR(末端区間!$I60=\"\",末端区間!U60=\"\"),\"\",末端区間!U60)","v":""},{"$f":"IF(末端区間!AQ60=\"\",\"\",末端区間!AQ60)","v":""},{"$f":"IF(OR(末端区間!$I60=\"\",末端区間!V60=\"\"),\"\",末端区間!V60)","v":""},{"$f":"IF(末端区間!AR60=\"\",\"\",末端区間!AR60)","v":""},{"$f":"IF(OR(末端区間!$I60=\"\",末端区間!W60=\"\"),\"\",末端区間!W60)","v":""},{"$f":"IF(末端区間!AS60=\"\",\"\",末端区間!AS60)","v":""},{"$f":"IF(OR(末端区間!$I60=\"\",末端区間!X60=\"\"),\"\",末端区間!X60)","v":""},{"$f":"IF(末端区間!AT60=\"\",\"\",末端区間!AT60)","v":""},{"$f":"IF(OR(末端区間!$I60=\"\",末端区間!Y60=\"\"),\"\",末端区間!Y60)","v":""},{"$f":"IF(末端区間!AU60=\"\",\"\",末端区間!AU60)","v":""},{"$f":"IF(OR(末端区間!$I60=\"\",末端区間!Z60=\"\"),\"\",末端区間!Z60)","v":""},{"$f":"IF(末端区間!AV60=\"\",\"\",末端区間!AV60)","v":""},{"$f":"IF(末端区間!AW60=\"\",\"\",末端区間!AW60)","v":""}]
[null,"合計",null,null,{"$f":"IF(COUNT(E38:E63)=0,\"\",SUM(E38:E63))","v":""},"",1,6,1,3,"","","","","","",1,0.15,"","","","","","","","","","","","","","","","",9.15]

{"sheet":"5区間計算幹栓安全無他損失無","index":51,"n_rows":849,"n_cols":11,"rows_kept":849,"cut":false,"hidden":true,"merged":[]}
[null,"１．区　間",null,{"$f":"IF(幹栓区間!$J$11=\"\",\"\",幹栓区間!$J$11)","v":"A-B"}]
[null,null,"① 仮定口径",null,"=",{"$f":"IF(幹栓区間!$L$11=\"\",\"\",幹栓区間!$L$11)","v":40},"ｍｍ"]
[null,null,"② 管延長",null,"=",{"$f":"IF(幹栓区間!$M$11=\"\",\"\",幹栓区間!$M$11)","v":2},"ｍ"]
[null,null,"③ 直管換算長",null,"=",{"$f":"IF(幹栓区間!$AZ$11=\"\",\"\",幹栓区間!$AZ$11)","v":1},"ｍ"]
[null,null,"④ 流量",null,"=",{"$f":"IF(幹栓区間!$H$11=\"\",\"\",幹栓区間!$H$11)","v":0.88},"Ｌ/sec   ……",null,{"$f":"IF(幹栓区間!$K$10=\"戸\",\"（\"&幹栓区間!K11&\"戸対象）\",\"（\"&幹栓区間!K11&\"人対象）\")","v":"（2戸対象）"}]
[null,null,"⑤ 動水勾配",null,"=",{"$f":"IF(幹栓区間!$AH$11=\"\",\"\",幹栓区間!$AH$11)","v":18},"‰",{"$f":"IF(幹栓区間!$AG$11=\"\",\"\",IF(幹栓区間!$AG$11=\"W\",\"（ウエストン公式より）\",\"（Ｈ．ウィリアムス公式より）\"))","v":"（ウエストン公式より）"}]
[null,null,"⑥ 損失水頭",null,"=","⑤×(②＋③)"]
[null,null,null,null,"=",{"$f":"IF(F6=\"\",\"\",F6/1000)","v":1.7999999999999999E-2},"× (",{"$f":"IF(F3=\"\",\"\",F3)","v":2},"＋",{"$f":"IF(F4=\"\",\"\",F4)","v":1},")"]
[null,null,null,null,"=",{"$f":"IF(幹栓区間!$AJ$11=\"\",\"\",幹栓区間!$AJ$11)","v":0.06},"ｍ"]
[null,null,"⑦ 立上り",null,"=",{"$f":"IF(幹栓区間!$N$11=\"\",0,ROUND(幹栓区間!$N$11,2))","v":0},"ｍ"]
[null,null,"⑧ 区間所要水頭 h1",null,"=","⑥＋⑦"]
[null,null,null,null,"=",{"$f":"IF(F9=\"\",\"\",F9)","v":0.06},"＋",{"$f":"IF(F10=\"\",\"\",F10)","v":0}]
[null,null,null,null,"=",{"$f":"IF(幹栓区間!$F$11=\"\",\"\",幹栓区間!$F$11)","v":0.06},"ｍ"]
[null,null,"⑨ 累計所要水頭 H1",null,"=","h1"]
[null,null,null,null,"=",{"$f":"IF(幹栓区間!$E$11=\"\",\"\",幹栓区間!$E$11)","v":0.06},"ｍ"]
[]
[]
[null,"２．区　間",null,{"$f":"IF(幹栓区間!$J$12=\"\",\"\",幹栓区間!$J$12)","v":"B-C"}]
[null,null,"① 仮定口径",null,"=",{"$f":"IF(幹栓区間!$L$12=\"\",\"\",幹栓区間!$L$12)","v":40},"ｍｍ"]
[null,null,"② 管延長",null,"=",{"$f":"IF(幹栓区間!$M$12=\"\",\"\",幹栓区間!$M$12)","v":1},"ｍ"]
[null,null,"③ 直管換算長",null,"=",{"$f":"IF(幹栓区間!$AZ$12=\"\",\"\",幹栓区間!$AZ$12)","v":26},"ｍ"]
[null,null,"④ 流量",null,"=",{"$f":"IF(幹栓区間!$H$12=\"\",\"\",幹栓区間!$H$12)","v":1.01},"Ｌ/sec   ……",null,{"$f":"IF(幹栓区間!$K$10=\"戸\",\"（\"&幹栓区間!K12&\"戸対象）\",\"（\"&幹栓区間!K12&\"人対象）\")","v":"（3戸対象）"}]
[null,null,"⑤ 動水勾配",null,"=",{"$f":"IF(幹栓区間!$AH$12=\"\",\"\",幹栓区間!$AH$12)","v":23},"‰",{"$f":"IF(幹栓区間!$AG$12=\"\",\"\",IF(幹栓区間!$AG$12=\"W\",\"（ウエストン公式より）\",\"（Ｈ．ウィリアムス公式より）\"))","v":"（ウエストン公式より）"}]
[null,null,"⑥ 損失水頭",null,"=","⑤×(②＋③)"]
[null,null,null,null,"=",{"$f":"IF(F23=\"\",\"\",F23/1000)","v":2.3E-2},"× (",{"$f":"IF(F20=\"\",\"\",F20)","v":1},"＋",{"$f":"IF(F21=\"\",\"\",F21)","v":26},")"]
[null,null,null,null,"=",{"$f":"IF(幹栓区間!$AJ$12=\"\",\"\",幹栓区間!$AJ$12)","v":0.68},"ｍ"]
[null,null,"⑦ 立上り",null,"=",{"$f":"IF(幹栓区間!$N$12=\"\",0,ROUND(幹栓区間!$N$12,2))","v":0},"ｍ"]
[null,null,"⑧ 区間所要水頭 h2",null,"=","⑥＋⑦"]
[null,null,null,null,"=",{"$f":"IF(F26=\"\",\"\",F26)","v":0.68},"＋",{"$f":"IF(F27=\"\",\"\",F27)","v":0}]
[null,null,null,null,"=",{"$f":"IF(幹栓区間!$F$12=\"\",\"\",幹栓区間!$F$12)","v":0.68},"ｍ"]
[null,null,"⑨ 累計所要水頭 H2",null,"=","h2＋H1"]
[null,null,null,null,"=",{"$f":"IF(F30=\"\",\"\",F30)","v":0.68},"＋",{"$f":"IF(F15=\"\",\"\",F15)","v":0.06}]
[null,null,null,null,"=",{"$f":"IF(幹栓区間!$E$12=\"\",\"\",幹栓区間!$E$12)","v":0.74},"ｍ"]
[]
[null,"３．区　間",null,{"$f":"IF(幹栓区間!$J$13=\"\",\"\",幹栓区間!$J$13)","v":"C-D"}]
[null,null,"① 仮定口径",null,"=",{"$f":"IF(幹栓区間!$L$13=\"\",\"\",幹栓区間!$L$13)","v":40},"ｍｍ"]
[null,null,"② 管延長",null,"=",{"$f":"IF(幹栓区間!$M$13=\"\",\"\",幹栓区間!$M$13)","v":7},"ｍ"]
[null,null,"③ 直管換算長",null,"=",{"$f":"IF(幹栓区間!$AZ$13=\"\",\"\",幹栓区間!$AZ$13)","v":0},"ｍ"]
[null,null,"④ 流量",null,"=",{"$f":"IF(幹栓区間!$H$13=\"\",\"\",幹栓区間!$H$13)","v":1.1100000000000001},"Ｌ/sec   ……",null,{"$f":"IF(幹栓区間!$K$10=\"戸\",\"（\"&幹栓区間!K13&\"戸対象）\",\"（\"&幹栓区間!K13&\"人対象）\")","v":"（4戸対象）"}]
[null,null,"⑤ 動水勾配",null,"=",{"$f":"IF(幹栓区間!$AH$13=\"\",\"\",幹栓区間!$AH$13)","v":27},"‰",{"$f":"IF(幹栓区間!$AG$13=\"\",\"\",IF(幹栓区間!$AG$13=\"W\",\"（ウエストン公式より）\",\"（Ｈ．ウィリアムス公式より）\"))","v":"（ウエストン公式より）"}]
[null,null,"⑥ 損失水頭",null,"=","⑤×(②＋③)"]
[null,null,null,null,"=",{"$f":"IF(F40=\"\",\"\",F40/1000)","v":2.7E-2},"× (",{"$f":"IF(F37=\"\",\"\",F37)","v":7},"＋",{"$f":"IF(F38=\"\",\"\",F38)","v":0},")"]
[null,null,null,null,"=",{"$f":"IF(幹栓区間!$AJ$13=\"\",\"\",幹栓区間!$AJ$13)","v":0.21},"ｍ"]
[null,null,"⑦ 立上り",null,"=",{"$f":"IF(幹栓区間!$N$13=\"\",0,ROUND(幹栓区間!$N$13,2))","v":0},"ｍ"]
[null,null,"⑧ 区間所要水頭 h3",null,"=","⑥＋⑦"]
[null,null,null,null,"=",{"$f":"IF(F43=\"\",\"\",F43)","v":0.21},"＋",{"$f":"IF(F44=\"\",\"\",F44)","v":0}]
[null,null,null,null,"=",{"$f":"IF(幹栓区間!$F$13=\"\",\"\",幹栓区間!$F$13)","v":0.21},"ｍ"]
[null,null,"⑨ 累計所要水頭 H3",null,"=","h3＋H2"]
[null,null,null,null,"=",{"$f":"IF(F47=\"\",\"\",F47)","v":0.21},"＋",{"$f":"IF(F33=\"\",\"\",F33)","v":0.74}]
[null,null,null,null,"=",{"$f":"IF(幹栓区間!$E$13=\"\",\"\",幹栓区間!$E$13)","v":0.95},"ｍ"]
[]
[null,"４．区　間",null,{"$f":"IF(幹栓区間!$J$14=\"\",\"\",幹栓区間!$J$14)","v":"D-E"}]
[null,null,"① 仮定口径",null,"=",{"$f":"IF(幹栓区間!$L$14=\"\",\"\",幹栓区間!$L$14)","v":40},"ｍｍ"]
[null,null,"② 管延長",null,"=",{"$f":"IF(幹栓区間!$M$14=\"\",\"\",幹栓区間!$M$14)","v":1},"ｍ"]
[null,null,"③ 直管換算長",null,"=",{"$f":"IF(幹栓区間!$AZ$14=\"\",\"\",幹栓区間!$AZ$14)","v":13.5},"ｍ"]
[null,null,"④ 流量",null,"=",{"$f":"IF(幹栓区間!$H$14=\"\",\"\",幹栓区間!$H$14)","v":1.19},"Ｌ/sec   ……",null,{"$f":"IF(幹栓区間!$K$10=\"戸\",\"（\"&幹栓区間!K14&\"戸対象）\",\"（\"&幹栓区間!K14&\"人対象）\")","v":"（5戸対象）"}]
[null,null,"⑤ 動水勾配",null,"=",{"$f":"IF(幹栓区間!$AH$14=\"\",\"\",幹栓区間!$AH$14)","v":30},"‰",{"$f":"IF(幹栓区間!$AG$14=\"\",\"\",IF(幹栓区間!$AG$14=\"W\",\"（ウエストン公式より）\",\"（Ｈ．ウィリアムス公式より）\"))","v":"（ウエストン公式より）"}]
[null,null,"⑥ 損失水頭",null,"=","⑤×(②＋③)"]
[null,null,null,null,"=",{"$f":"IF(F57=\"\",\"\",F57/1000)","v":0.03},"× (",{"$f":"IF(F54=\"\",\"\",F54)","v":1},"＋",{"$f":"IF(F55=\"\",\"\",F55)","v":13.5},")"]
[null,null,null,null,"=",{"$f":"IF(幹栓区間!$AJ$14=\"\",\"\",幹栓区間!$AJ$14)","v":0.48},"ｍ"]
[null,null,"⑦ 立上り",null,"=",{"$f":"IF(幹栓区間!$N$14=\"\",0,ROUND(幹栓区間!$N$14,2))","v":0},"ｍ"]
[null,null,"⑧ 区間所要水頭 h4",null,"=","⑥＋⑦"]
[null,null,null,null,"=",{"$f":"IF(F60=\"\",\"\",F60)","v":0.48},"＋",{"$f":"IF(F61=\"\",\"\",F61)","v":0}]
[null,null,null,null,"=",{"$f":"IF(幹栓区間!$F$14=\"\",\"\",幹栓区間!$F$14)","v":0.48},"ｍ"]
[null,null,"⑨ 累計所要水頭 H4",null,"=","h4＋H3"]
[null,null,null,null,"=",{"$f":"IF(F64=\"\",\"\",F64)","v":0.48},"＋",{"$f":"IF(F50=\"\",\"\",F50)","v":0.95}]
[null,null,null,null,"=",{"$f":"IF(幹栓区間!$E$14=\"\",\"\",幹栓区間!$E$14)","v":1.43},"ｍ"]
[]
[null,"５．区　間",null,{"$f":"IF(幹栓区間!$J$15=\"\",\"\",幹栓区間!$J$15)","v":"E-F"}]
[null,null,"① 仮定口径",null,"=",{"$f":"IF(幹栓区間!$L$15=\"\",\"\",幹栓区間!$L$15)","v":40},"ｍｍ"]
[null,null,"② 管延長",null,"=",{"$f":"IF(幹栓区間!$M$15=\"\",\"\",幹栓区間!$M$15)","v":2},"ｍ"]
[null,null,"③ 直管換算長",null,"=",{"$f":"IF(幹栓区間!$AZ$15=\"\",\"\",幹栓区間!$AZ$15)","v":0.3},"ｍ"]
[null,null,"④ 流量",null,"=",{"$f":"IF(幹栓区間!$H$15=\"\",\"\",幹栓区間!$H$15)","v":1.26},"Ｌ/sec   ……",null,{"$f":"IF(幹栓区間!$K$10=\"戸\",\"（\"&幹栓区間!K15&\"戸対象）\",\"（\"&幹栓区間!K15&\"人対象）\")","v":"（6戸対象）"}]
[null,null,"⑤ 動水勾配",null,"=",{"$f":"IF(幹栓区間!$AH$15=\"\",\"\",幹栓区間!$AH$15)","v":33},"‰",{"$f":"IF(幹栓区間!$AG$15=\"\",\"\",IF(幹栓区間!$AG$15=\"W\",\"（ウエストン公式より）\",\"（Ｈ．ウィリアムス公式より）\"))","v":"（ウエストン公式より）"}]
[null,null,"⑥ 損失水頭",null,"=","⑤×(②＋③)"]
[null,null,null,null,"=",{"$f":"IF(F74=\"\",\"\",F74/1000)","v":3.3000000000000002E-2},"× (",{"$f":"IF(F71=\"\",\"\",F71)","v":2},"＋",{"$f":"IF(F72=\"\",\"\",F72)","v":0.3},")"]
[null,null,null,null,"=",{"$f":"IF(幹栓区間!$AJ$15=\"\",\"\",幹栓区間!$AJ$15)","v":0.08},"ｍ"]
[null,null,"⑦ 立上り",null,"=",{"$f":"IF(幹栓区間!$N$15=\"\",0,ROUND(幹栓区間!$N$15,2))","v":0},"ｍ"]
[null,null,"⑧ 区間所要水頭 h5",null,"=","⑥＋⑦"]
[null,null,null,null,"=",{"$f":"IF(F77=\"\",\"\",F77)","v":0.08},"＋",{"$f":"IF(F78=\"\",\"\",F78)","v":0}]
[null,null,null,null,"=",{"$f":"IF(幹栓区間!$F$15=\"\",\"\",幹栓区間!$F$15)","v":0.08},"ｍ"]
[null,null,"⑨ 累計所要水頭 H5",null,"=","h5＋H4"]
[null,null,null,null,"=",{"$f":"IF(F81=\"\",\"\",F81)","v":0.08},"＋",{"$f":"IF(F67=\"\",\"\",F67)","v":1.43}]
[null,null,null,null,"=",{"$f":"IF(幹栓区間!$E$15=\"\",\"\",幹栓区間!$E$15)","v":1.51},"ｍ"]
[]
[null,"６．区　間",null,{"$f":"IF(幹栓区間!$J$16=\"\",\"\",幹栓区間!$J$16)","v":"F-G"}]
[null,null,"① 仮定口径",null,"=",{"$f":"IF(幹栓区間!$L$16=\"\",\"\",幹栓区間!$L$16)","v":40},"ｍｍ"]
[null,null,"② 管延長",null,"=",{"$f":"IF(幹栓区間!$M$16=\"\",\"\",幹栓区間!$M$16)","v":1},"ｍ"]
[null,null,"③ 直管換算長",null,"=",{"$f":"IF(幹栓区間!$AZ$16=\"\",\"\",幹栓区間!$AZ$16)","v":13.5},"ｍ"]
[null,null,"④ 流量",null,"=",{"$f":"IF(幹栓区間!$H$16=\"\",\"\",幹栓区間!$H$16)","v":1.33},"Ｌ/sec   ……",null,{"$f":"IF(幹栓区間!$K$10=\"戸\",\"（\"&幹栓区間!K16&\"戸対象）\",\"（\"&幹栓区間!K16&\"人対象）\")","v":"（7戸対象）"}]
[null,null,"⑤ 動水勾配",null,"=",{"$f":"IF(幹栓区間!$AH$16=\"\",\"\",幹栓区間!$AH$16)","v":37},"‰",{"$f":"IF(幹栓区間!$AG$16=\"\",\"\",IF(幹栓区間!$AG$16=\"W\",\"（ウエストン公式より）\",\"（Ｈ．ウィリアムス公式より）\"))","v":"（ウエストン公式より）"}]
[null,null,"⑥ 損失水頭",null,"=","⑤×(②＋③)"]
[null,null,null,null,"=",{"$f":"IF(F91=\"\",\"\",F91/1000)","v":3.6999999999999998E-2},"× (",{"$f":"IF(F88=\"\",\"\",F88)","v":1},"＋",{"$f":"IF(F89=\"\",\"\",F89)","v":13.5},")"]
[null,null,null,null,"=",{"$f":"IF(幹栓区間!$AJ$16=\"\",\"\",幹栓区間!$AJ$16)","v":0.59},"ｍ"]
[null,null,"⑦ 立上り",null,"=",{"$f":"IF(幹栓区間!$N$16=\"\",0,ROUND(幹栓区間!$N$16,2))","v":0},"ｍ"]
[null,null,"⑧ 区間所要水頭 h6",null,"=","⑥＋⑦"]
[null,null,null,null,"=",{"$f":"IF(F94=\"\",\"\",F94)","v":0.59},"＋",{"$f":"IF(F95=\"\",\"\",F95)","v":0}]
[null,null,null,null,"=",{"$f":"IF(幹栓区間!$F$16=\"\",\"\",幹栓区間!$F$16)","v":0.59},"ｍ"]
[null,null,"⑨ 累計所要水頭 H6",null,"=","h6＋H5"]
[null,null,null,null,"=",{"$f":"IF(F98=\"\",\"\",F98)","v":0.59},"＋",{"$f":"IF(F84=\"\",\"\",F84)","v":1.51}]
[null,null,null,null,"=",{"$f":"IF(幹栓区間!$E$16=\"\",\"\",幹栓区間!$E$16)","v":2.1},"ｍ"]
[]
[null,"７．区　間",null,{"$f":"IF(幹栓区間!$J$17=\"\",\"\",幹栓区間!$J$17)","v":"G-H"}]
[null,null,"① 仮定口径",null,"=",{"$f":"IF(幹栓区間!$L$17=\"\",\"\",幹栓区間!$L$17)","v":40},"ｍｍ"]
[null,null,"② 管延長",null,"=",{"$f":"IF(幹栓区間!$M$17=\"\",\"\",幹栓区間!$M$17)","v":7},"ｍ"]
[null,null,"③ 直管換算長",null,"=",{"$f":"IF(幹栓区間!$AZ$17=\"\",\"\",幹栓区間!$AZ$17)","v":0.3},"ｍ"]
[null,null,"④ 流量",null,"=",{"$f":"IF(幹栓区間!$H$17=\"\",\"\",幹栓区間!$H$17)","v":1.39},"Ｌ/sec   ……",null,{"$f":"IF(幹栓区間!$K$10=\"戸\",\"（\"&幹栓区間!K17&\"戸対象）\",\"（\"&幹栓区間!K17&\"人対象）\")","v":"（8戸対象）"}]
[null,null,"⑤ 動水勾配",null,"=",{"$f":"IF(幹栓区間!$AH$17=\"\",\"\",幹栓区間!$AH$17)","v":40},"‰",{"$f":"IF(幹栓区間!$AG$17=\"\",\"\",IF(幹栓区間!$AG$17=\"W\",\"（ウエストン公式より）\",\"（Ｈ．ウィリアムス公式より）\"))","v":"（ウエストン公式より）"}]
[null,null,"⑥ 損失水頭",null,"=","⑤×(②＋③)"]
[null,null,null,null,"=",{"$f":"IF(F108=\"\",\"\",F108/1000)","v":0.04},"× (",{"$f":"IF(F105=\"\",\"\",F105)","v":7},"＋",{"$f":"IF(F106=\"\",\"\",F106)","v":0.3},")"]
[null,null,null,null,"=",{"$f":"IF(幹栓区間!$AJ$17=\"\",\"\",幹栓区間!$AJ$17)","v":0.32},"ｍ"]
[null,null,"⑦ 立上り",null,"=",{"$f":"IF(幹栓区間!$N$17=\"\",0,ROUND(幹栓区間!$N$17,2))","v":0},"ｍ"]
[null,null,"⑧ 区間所要水頭 h7",null,"=","⑥＋⑦"]
[null,null,null,null,"=",{"$f":"IF(F111=\"\",\"\",F111)","v":0.32},"＋",{"$f":"IF(F112=\"\",\"\",F112)","v":0}]
[null,null,null,null,"=",{"$f":"IF(幹栓区間!$F$17=\"\",\"\",幹栓区間!$F$17)","v":0.32},"ｍ"]
[null,null,"⑨ 累計所要水頭 H7",null,"=","h7＋H6"]
[null,null,null,null,"=",{"$f":"IF(F115=\"\",\"\",F115)","v":0.32},"＋",{"$f":"IF(F101=\"\",\"\",F101)","v":2.1}]
[null,null,null,null,"=",{"$f":"IF(幹栓区間!$E$17=\"\",\"\",幹栓区間!$E$17)","v":2.42},"ｍ"]
[]
[null,"８．区　間",null,{"$f":"IF(幹栓区間!$J$18=\"\",\"\",幹栓区間!$J$18)","v":"H-I"}]
[null,null,"① 仮定口径",null,"=",{"$f":"IF(幹栓区間!$L$18=\"\",\"\",幹栓区間!$L$18)","v":40},"ｍｍ"]
[null,null,"② 管延長",null,"=",{"$f":"IF(幹栓区間!$M$18=\"\",\"\",幹栓区間!$M$18)","v":1},"ｍ"]
[null,null,"③ 直管換算長",null,"=",{"$f":"IF(幹栓区間!$AZ$18=\"\",\"\",幹栓区間!$AZ$18)","v":9.5},"ｍ"]
[null,null,"④ 流量",null,"=",{"$f":"IF(幹栓区間!$H$18=\"\",\"\",幹栓区間!$H$18)","v":1.45},"Ｌ/sec   ……",null,{"$f":"IF(幹栓区間!$K$10=\"戸\",\"（\"&幹栓区間!K18&\"戸対象）\",\"（\"&幹栓区間!K18&\"人対象）\")","v":"（9戸対象）"}]
[null,null,"⑤ 動水勾配",null,"=",{"$f":"IF(幹栓区間!$AH$18=\"\",\"\",幹栓区間!$AH$18)","v":43},"‰",{"$f":"IF(幹栓区間!$AG$18=\"\",\"\",IF(幹栓区間!$AG$18=\"W\",\"（ウエストン公式より）\",\"（Ｈ．ウィリアムス公式より）\"))","v":"（ウエストン公式より）"}]
[null,null,"⑥ 損失水頭",null,"=","⑤×(②＋③)"]
[null,null,null,null,"=",{"$f":"IF(F125=\"\",\"\",F125/1000)","v":4.2999999999999997E-2},"× (",{"$f":"IF(F122=\"\",\"\",F122)","v":1},"＋",{"$f":"IF(F123=\"\",\"\",F123)","v":9.5},")"]
[null,null,null,null,"=",{"$f":"IF(幹栓区間!$AJ$18=\"\",\"\",幹栓区間!$AJ$18)","v":0.5},"ｍ"]
[null,null,"⑦ 立上り",null,"=",{"$f":"IF(幹栓区間!$N$18=\"\",0,ROUND(幹栓区間!$N$18,2))","v":0},"ｍ"]
[null,null,"⑧ 区間所要水頭 h8",null,"=","⑥＋⑦"]
[null,null,null,null,"=",{"$f":"IF(F128=\"\",\"\",F128)","v":0.5},"＋",{"$f":"IF(F129=\"\",\"\",F129)","v":0}]
[null,null,null,null,"=",{"$f":"IF(幹栓区間!$F$18=\"\",\"\",幹栓区間!$F$18)","v":0.5},"ｍ"]
[null,null,"⑨ 累計所要水頭 H8",null,"=","h8＋H7"]
[null,null,null,null,"=",{"$f":"IF(F132=\"\",\"\",F132)","v":0.5},"＋",{"$f":"IF(F118=\"\",\"\",F118)","v":2.42}]
[null,null,null,null,"=",{"$f":"IF(幹栓区間!$E$18=\"\",\"\",幹栓区間!$E$18)","v":2.92},"ｍ"]
[]
[null,"９．区　間",null,{"$f":"IF(幹栓区間!$J$19=\"\",\"\",幹栓区間!$J$19)","v":"I-J"}]
[null,null,"① 仮定口径",null,"=",{"$f":"IF(幹栓区間!$L$19=\"\",\"\",幹栓区間!$L$19)","v":40},"ｍｍ"]
[null,null,"② 管延長",null,"=",{"$f":"IF(幹栓区間!$M$19=\"\",\"\",幹栓区間!$M$19)","v":2},"ｍ"]
[null,null,"③ 直管換算長",null,"=",{"$f":"IF(幹栓区間!$AZ$19=\"\",\"\",幹栓区間!$AZ$19)","v":1.5},"ｍ"]
[null,null,"④ 流量",null,"=",{"$f":"IF(幹栓区間!$H$19=\"\",\"\",幹栓区間!$H$19)","v":1.48},"Ｌ/sec   ……",null,{"$f":"IF(幹栓区間!$K$10=\"戸\",\"（\"&幹栓区間!K19&\"戸対象）\",\"（\"&幹栓区間!K19&\"人対象）\")","v":"（10戸対象）"}]
[null,null,"⑤ 動水勾配",null,"=",{"$f":"IF(幹栓区間!$AH$19=\"\",\"\",幹栓区間!$AH$19)","v":44},"‰",{"$f":"IF(幹栓区間!$AG$19=\"\",\"\",IF(幹栓区間!$AG$19=\"W\",\"（ウエストン公式より）\",\"（Ｈ．ウィリアムス公式より）\"))","v":"（ウエストン公式より）"}]
[null,null,"⑥ 損失水頭",null,"=","⑤×(②＋③)"]
[null,null,null,null,"=",{"$f":"IF(F142=\"\",\"\",F142/1000)","v":4.3999999999999997E-2},"× (",{"$f":"IF(F139=\"\",\"\",F139)","v":2},"＋",{"$f":"IF(F140=\"\",\"\",F140)","v":1.5},")"]
[null,null,null,null,"=",{"$f":"IF(幹栓区間!$AJ$19=\"\",\"\",幹栓区間!$AJ$19)","v":0.17},"ｍ"]
[null,null,"⑦ 立上り",null,"=",{"$f":"IF(幹栓区間!$N$19=\"\",0,ROUND(幹栓区間!$N$19,2))","v":0},"ｍ"]
[null,null,"⑧ 区間所要水頭 h9",null,"=","⑥＋⑦"]
[null,null,null,null,"=",{"$f":"IF(F145=\"\",\"\",F145)","v":0.17},"＋",{"$f":"IF(F146=\"\",\"\",F146)","v":0}]
[null,null,null,null,"=",{"$f":"IF(幹栓区間!$F$19=\"\",\"\",幹栓区間!$F$19)","v":0.17},"ｍ"]
[null,null,"⑨ 累計所要水頭 H9",null,"=","h9＋H8"]
[null,null,null,null,"=",{"$f":"IF(F149=\"\",\"\",F149)","v":0.17},"＋",{"$f":"IF(F135=\"\",\"\",F135)","v":2.92}]
[null,null,null,null,"=",{"$f":"IF(幹栓区間!$E$19=\"\",\"\",幹栓区間!$E$19)","v":3.09},"ｍ"]
[]
[null,"10．区　間",null,{"$f":"IF(幹栓区間!$J$20=\"\",\"\",幹栓区間!$J$20)","v":"J-K"}]
[null,null,"① 仮定口径",null,"=",{"$f":"IF(幹栓区間!$L$20=\"\",\"\",幹栓区間!$L$20)","v":40},"ｍｍ"]
[null,null,"② 管延長",null,"=",{"$f":"IF(幹栓区間!$M$20=\"\",\"\",幹栓区間!$M$20)","v":1},"ｍ"]
[null,null,"③ 直管換算長",null,"=",{"$f":"IF(幹栓区間!$AZ$20=\"\",\"\",幹栓区間!$AZ$20)","v":0},"ｍ"]
[null,null,"④ 流量",null,"=",{"$f":"IF(幹栓区間!$H$20=\"\",\"\",幹栓区間!$H$20)","v":1.58},"Ｌ/sec   ……",null,{"$f":"IF(幹栓区間!$K$10=\"戸\",\"（\"&幹栓区間!K20&\"戸対象）\",\"（\"&幹栓区間!K20&\"人対象）\")","v":"（11戸対象）"}]
[null,null,"⑤ 動水勾配",null,"=",{"$f":"IF(幹栓区間!$AH$20=\"\",\"\",幹栓区間!$AH$20)","v":49},"‰",{"$f":"IF(幹栓区間!$AG$20=\"\",\"\",IF(幹栓区間!$AG$20=\"W\",\"（ウエストン公式より）\",\"（Ｈ．ウィリアムス公式より）\"))","v":"（ウエストン公式より）"}]
[null,null,"⑥ 損失水頭",null,"=","⑤×(②＋③)"]
[null,null,null,null,"=",{"$f":"IF(F159=\"\",\"\",F159/1000)","v":4.9000000000000002E-2},"× (",{"$f":"IF(F156=\"\",\"\",F156)","v":1},"＋",{"$f":"IF(F157=\"\",\"\",F157)","v":0},")"]
[null,null,null,null,"=",{"$f":"IF(幹栓区間!$AJ$20=\"\",\"\",幹栓区間!$AJ$20)","v":0.05},"ｍ"]
[null,null,"⑦ 立上り",null,"=",{"$f":"IF(幹栓区間!$N$20=\"\",0,ROUND(幹栓区間!$N$20,2))","v":0},"ｍ"]
[null,null,"⑧ 区間所要水頭 h10",null,"=","⑥＋⑦"]
[null,null,null,null,"=",{"$f":"IF(F162=\"\",\"\",F162)","v":0.05},"＋",{"$f":"IF(F163=\"\",\"\",F163)","v":0}]
[null,null,null,null,"=",{"$f":"IF(幹栓区間!$F$20=\"\",\"\",幹栓区間!$F$20)","v":0.05},"ｍ"]
[null,null,"⑨ 累計所要水頭 H10",null,"=","h10＋H9"]
[null,null,null,null,"=",{"$f":"IF(F166=\"\",\"\",F166)","v":0.05},"＋",{"$f":"IF(F152=\"\",\"\",F152)","v":3.09}]
[null,null,null,null,"=",{"$f":"IF(幹栓区間!$E$20=\"\",\"\",幹栓区間!$E$20)","v":3.1399999999999997},"ｍ"]
[]
[null,"11．区　間",null,{"$f":"IF(幹栓区間!$J$21=\"\",\"\",幹栓区間!$J$21)","v":"K-L"}]
[null,null,"① 仮定口径",null,"=",{"$f":"IF(幹栓区間!$L$21=\"\",\"\",幹栓区間!$L$21)","v":""},"ｍｍ"]
[null,null,"② 管延長",null,"=",{"$f":"IF(幹栓区間!$M$21=\"\",\"\",幹栓区間!$M$21)","v":7},"ｍ"]
[null,null,"③ 直管換算長",null,"=",{"$f":"IF(幹栓区間!$AZ$21=\"\",\"\",幹栓区間!$AZ$21)","v":""},"ｍ"]
[null,null,"④ 流量",null,"=",{"$f":"IF(幹栓区間!$H$21=\"\",\"\",幹栓区間!$H$21)","v":""},"Ｌ/sec   ……",null,{"$f":"IF(幹栓区間!$K$10=\"戸\",\"（\"&幹栓区間!K21&\"戸対象）\",\"（\"&幹栓区間!K21&\"人対象）\")","v":"（12戸対象）"}]
[null,null,"⑤ 動水勾配",null,"=",{"$f":"IF(幹栓区間!$AH$21=\"\",\"\",幹栓区間!$AH$21)","v":""},"‰",{"$f":"IF(幹栓区間!$AG$21=\"\",\"\",IF(幹栓区間!$AG$21=\"W\",\"（ウエストン公式より）\",\"（Ｈ．ウィリアムス公式より）\"))","v":""}]
[null,null,"⑥ 損失水頭",null,"=","⑤×(②＋③)"]
[null,null,null,null,"=",{"$f":"IF(F176=\"\",\"\",F176/1000)","v":""},"× (",{"$f":"IF(F173=\"\",\"\",F173)","v":7},"＋",{"$f":"IF(F174=\"\",\"\",F174)","v":""},")"]
[null,null,null,null,"=",{"$f":"IF(幹栓区間!$AJ$21=\"\",\"\",幹栓区間!$AJ$21)","v":""},"ｍ"]
[null,null,"⑦ 立上り",null,"=",{"$f":"IF(幹栓区間!$N$21=\"\",0,ROUND(幹栓区間!$N$21,2))","v":0},"ｍ"]
[null,null,"⑧ 区間所要水頭 h11",null,"=","⑥＋⑦"]
[null,null,null,null,"=",{"$f":"IF(F179=\"\",\"\",F179)","v":""},"＋",{"$f":"IF(F180=\"\",\"\",F180)","v":0}]
[null,null,null,null,"=",{"$f":"IF(幹栓区間!$F$21=\"\",\"\",幹栓区間!$F$21)","v":""},"ｍ"]
[null,null,"⑨ 累計所要水頭 H11",null,"=","h11＋H10"]
[null,null,null,null,"=",{"$f":"IF(F183=\"\",\"\",F183)","v":""},"＋",{"$f":"IF(F169=\"\",\"\",F169)","v":3.1399999999999997}]
[null,null,null,null,"=",{"$f":"IF(幹栓区間!$E$21=\"\",\"\",幹栓区間!$E$21)","v":""},"ｍ"]
[]
[null,"12．区　間",null,{"$f":"IF(幹栓区間!$J$22=\"\",\"\",幹栓区間!$J$22)","v":"L-M"}]
[null,null,"① 仮定口径",null,"=",{"$f":"IF(幹栓区間!$L$22=\"\",\"\",幹栓区間!$L$22)","v":40},"ｍｍ"]
[null,null,"② 管延長",null,"=",{"$f":"IF(幹栓区間!$M$22=\"\",\"\",幹栓区間!$M$22)","v":1},"ｍ"]
[null,null,"③ 直管換算長",null,"=",{"$f":"IF(幹栓区間!$AZ$22=\"\",\"\",幹栓区間!$AZ$22)","v":0},"ｍ"]
[null,null,"④ 流量",null,"=",{"$f":"IF(幹栓区間!$H$22=\"\",\"\",幹栓区間!$H$22)","v":1.77},"Ｌ/sec   ……",null,{"$f":"IF(幹栓区間!$K$10=\"戸\",\"（\"&幹栓区間!K22&\"戸対象）\",\"（\"&幹栓区間!K22&\"人対象）\")","v":"（13戸対象）"}]
[null,null,"⑤ 動水勾配",null,"=",{"$f":"IF(幹栓区間!$AH$22=\"\",\"\",幹栓区間!$AH$22)","v":60},"‰",{"$f":"IF(幹栓区間!$AG$22=\"\",\"\",IF(幹栓区間!$AG$22=\"W\",\"（ウエストン公式より）\",\"（Ｈ．ウィリアムス公式より）\"))","v":"（ウエストン公式より）"}]
[null,null,"⑥ 損失水頭",null,"=","⑤×(②＋③)"]
[null,null,null,null,"=",{"$f":"IF(F193=\"\",\"\",F193/1000)","v":0.06},"× (",{"$f":"IF(F190=\"\",\"\",F190)","v":1},"＋",{"$f":"IF(F191=\"\",\"\",F191)","v":0},")"]
[null,null,null,null,"=",{"$f":"IF(幹栓区間!$AJ$22=\"\",\"\",幹栓区間!$AJ$22)","v":7.0000000000000007E-2},"ｍ"]
[null,null,"⑦ 立上り",null,"=",{"$f":"IF(幹栓区間!$N$22=\"\",0,ROUND(幹栓区間!$N$22,2))","v":0},"ｍ"]
[null,null,"⑧ 区間所要水頭 h12",null,"=","⑥＋⑦"]
[null,null,null,null,"=",{"$f":"IF(F196=\"\",\"\",F196)","v":7.0000000000000007E-2},"＋",{"$f":"IF(F197=\"\",\"\",F197)","v":0}]
[null,null,null,null,"=",{"$f":"IF(幹栓区間!$F$22=\"\",\"\",幹栓区間!$F$22)","v":7.0000000000000007E-2},"ｍ"]
[null,null,"⑨ 累計所要水頭 H12",null,"=","h12＋H11"]
[null,null,null,null,"=",{"$f":"IF(F200=\"\",\"\",F200)","v":7.0000000000000007E-2},"＋",{"$f":"IF(F186=\"\",\"\",F186)","v":""}]
[null,null,null,null,"=",{"$f":"IF(幹栓区間!$E$22=\"\",\"\",幹栓区間!$E$22)","v":""},"ｍ"]
[]
[null,"13．区　間",null,{"$f":"IF(幹栓区間!$J$23=\"\",\"\",幹栓区間!$J$23)","v":"M-N"}]
[null,null,"① 仮定口径",null,"=",{"$f":"IF(幹栓区間!$L$23=\"\",\"\",幹栓区間!$L$23)","v":40},"ｍｍ"]
[null,null,"② 管延長",null,"=",{"$f":"IF(幹栓区間!$M$23=\"\",\"\",幹栓区間!$M$23)","v":2},"ｍ"]
[null,null,"③ 直管換算長",null,"=",{"$f":"IF(幹栓区間!$AZ$23=\"\",\"\",幹栓区間!$AZ$23)","v":0},"ｍ"]
[null,null,"④ 流量",null,"=",{"$f":"IF(幹栓区間!$H$23=\"\",\"\",幹栓区間!$H$23)","v":1.86},"Ｌ/sec   ……",null,{"$f":"IF(幹栓区間!$K$10=\"戸\",\"（\"&幹栓区間!K23&\"戸対象）\",\"（\"&幹栓区間!K23&\"人対象）\")","v":"（14戸対象）"}]
[null,null,"⑤ 動水勾配",null,"=",{"$f":"IF(幹栓区間!$AH$23=\"\",\"\",幹栓区間!$AH$23)","v":66},"‰",{"$f":"IF(幹栓区間!$AG$23=\"\",\"\",IF(幹栓区間!$AG$23=\"W\",\"（ウエストン公式より）\",\"（Ｈ．ウィリアムス公式より）\"))","v":"（ウエストン公式より）"}]
[null,null,"⑥ 損失水頭",null,"=","⑤×(②＋③)"]
[null,null,null,null,"=",{"$f":"IF(F210=\"\",\"\",F210/1000)","v":6.6000000000000003E-2},"× (",{"$f":"IF(F207=\"\",\"\",F207)","v":2},"＋",{"$f":"IF(F208=\"\",\"\",F208)","v":0},")"]
[null,null,null,null,"=",{"$f":"IF(幹栓区間!$AJ$23=\"\",\"\",幹栓区間!$AJ$23)","v":0.15},"ｍ"]
[null,null,"⑦ 立上り",null,"=",{"$f":"IF(幹栓区間!$N$23=\"\",0,ROUND(幹栓区間!$N$23,2))","v":0},"ｍ"]
[null,null,"⑧ 区間所要水頭 h13",null,"=","⑥＋⑦"]
[null,null,null,null,"=",{"$f":"IF(F213=\"\",\"\",F213)","v":0.15},"＋",{"$f":"IF(F214=\"\",\"\",F214)","v":0}]
[null,null,null,null,"=",{"$f":"IF(幹栓区間!$F$23=\"\",\"\",幹栓区間!$F$23)","v":0.15},"ｍ"]
[null,null,"⑨ 累計所要水頭 H13",null,"=","h13＋H12"]
[null,null,null,null,"=",{"$f":"IF(F217=\"\",\"\",F217)","v":0.15},"＋",{"$f":"IF(F203=\"\",\"\",F203)","v":""}]
[null,null,null,null,"=",{"$f":"IF(幹栓区間!$E$23=\"\",\"\",幹栓区間!$E$23)","v":""},"ｍ"]
[]
[null,"14．区　間",null,{"$f":"IF(幹栓区間!$J$24=\"\",\"\",幹栓区間!$J$24)","v":"N-O"}]
[null,null,"① 仮定口径",null,"=",{"$f":"IF(幹栓区間!$L$24=\"\",\"\",幹栓区間!$L$24)","v":40},"ｍｍ"]
[null,null,"② 管延長",null,"=",{"$f":"IF(幹栓区間!$M$24=\"\",\"\",幹栓区間!$M$24)","v":1},"ｍ"]
[null,null,"③ 直管換算長",null,"=",{"$f":"IF(幹栓区間!$AZ$24=\"\",\"\",幹栓区間!$AZ$24)","v":0},"ｍ"]
[null,null,"④ 流量",null,"=",{"$f":"IF(幹栓区間!$H$24=\"\",\"\",幹栓区間!$H$24)","v":""},"Ｌ/sec   ……",null,{"$f":"IF(幹栓区間!$K$10=\"戸\",\"（\"&幹栓区間!K24&\"戸対象）\",\"（\"&幹栓区間!K24&\"人対象）\")","v":"（戸対象）"}]
[null,null,"⑤ 動水勾配",null,"=",{"$f":"IF(幹栓区間!$AH$24=\"\",\"\",幹栓区間!$AH$24)","v":""},"‰",{"$f":"IF(幹栓区間!$AG$24=\"\",\"\",IF(幹栓区間!$AG$24=\"W\",\"（ウエストン公式より）\",\"（Ｈ．ウィリアムス公式より）\"))","v":"（ウエストン公式より）"}]
[null,null,"⑥ 損失水頭",null,"=","⑤×(②＋③)"]
[null,null,null,null,"=",{"$f":"IF(F227=\"\",\"\",F227/1000)","v":""},"× (",{"$f":"IF(F224=\"\",\"\",F224)","v":1},"＋",{"$f":"IF(F225=\"\",\"\",F225)","v":0},")"]
[null,null,null,null,"=",{"$f":"IF(幹栓区間!$AJ$24=\"\",\"\",幹栓区間!$AJ$24)","v":""},"ｍ"]
[null,null,"⑦ 立上り",null,"=",{"$f":"IF(幹栓区間!$N$24=\"\",0,ROUND(幹栓区間!$N$24,2))","v":0},"ｍ"]
[null,null,"⑧ 区間所要水頭 h14",null,"=","⑥＋⑦"]
[null,null,null,null,"=",{"$f":"IF(F230=\"\",\"\",F230)","v":""},"＋",{"$f":"IF(F231=\"\",\"\",F231)","v":0}]
[null,null,null,null,"=",{"$f":"IF(幹栓区間!$F$24=\"\",\"\",幹栓区間!$F$24)","v":""},"ｍ"]
[null,null,"⑨ 累計所要水頭 H14",null,"=","h14＋H13"]
[null,null,null,null,"=",{"$f":"IF(F234=\"\",\"\",F234)","v":""},"＋",{"$f":"IF(F220=\"\",\"\",F220)","v":""}]
[null,null,null,null,"=",{"$f":"IF(幹栓区間!$E$24=\"\",\"\",幹栓区間!$E$24)","v":""},"ｍ"]
[]
[null,"15．区　間",null,{"$f":"IF(幹栓区間!$J$25=\"\",\"\",幹栓区間!$J$25)","v":"O-P"}]
[null,null,"① 仮定口径",null,"=",{"$f":"IF(幹栓区間!$L$25=\"\",\"\",幹栓区間!$L$25)","v":40},"ｍｍ"]
[null,null,"② 管延長",null,"=",{"$f":"IF(幹栓区間!$M$25=\"\",\"\",幹栓区間!$M$25)","v":5.9},"ｍ"]
[null,null,"③ 直管換算長",null,"=",{"$f":"IF(幹栓区間!$AZ$25=\"\",\"\",幹栓区間!$AZ$25)","v":5.8},"ｍ"]
[null,null,"④ 流量",null,"=",{"$f":"IF(幹栓区間!$H$25=\"\",\"\",幹栓区間!$H$25)","v":2.0299999999999998},"Ｌ/sec   ……",null,{"$f":"IF(幹栓区間!$K$10=\"戸\",\"（\"&幹栓区間!K25&\"戸対象）\",\"（\"&幹栓区間!K25&\"人対象）\")","v":"（16戸対象）"}]
[null,null,"⑤ 動水勾配",null,"=",{"$f":"IF(幹栓区間!$AH$25=\"\",\"\",幹栓区間!$AH$25)","v":77},"‰",{"$f":"IF(幹栓区間!$AG$25=\"\",\"\",IF(幹栓区間!$AG$25=\"W\",\"（ウエストン公式より）\",\"（Ｈ．ウィリアムス公式より）\"))","v":"（ウエストン公式より）"}]
[null,null,"⑥ 損失水頭",null,"=","⑤×(②＋③)"]
[null,null,null,null,"=",{"$f":"IF(F244=\"\",\"\",F244/1000)","v":7.6999999999999999E-2},"× (",{"$f":"IF(F241=\"\",\"\",F241)","v":5.9},"＋",{"$f":"IF(F242=\"\",\"\",F242)","v":5.8},")"]
[null,null,null,null,"=",{"$f":"IF(幹栓区間!$AJ$25=\"\",\"\",幹栓区間!$AJ$25)","v":0.99},"ｍ"]
[null,null,"⑦ 立上り",null,"=",{"$f":"IF(幹栓区間!$N$25=\"\",0,ROUND(幹栓区間!$N$25,2))","v":0.9},"ｍ"]
[null,null,"⑧ 区間所要水頭 h15",null,"=","⑥＋⑦"]
[null,null,null,null,"=",{"$f":"IF(F247=\"\",\"\",F247)","v":0.99},"＋",{"$f":"IF(F248=\"\",\"\",F248)","v":0.9}]
[null,null,null,null,"=",{"$f":"IF(幹栓区間!$F$25=\"\",\"\",幹栓区間!$F$25)","v":1.8900000000000001},"ｍ"]
[null,null,"⑨ 累計所要水頭 H15",null,"=","h15＋H14"]
[null,null,null,null,"=",{"$f":"IF(F251=\"\",\"\",F251)","v":1.8900000000000001},"＋",{"$f":"IF(F237=\"\",\"\",F237)","v":""}]
[null,null,null,null,"=",{"$f":"IF(幹栓区間!$E$25=\"\",\"\",幹栓区間!$E$25)","v":""},"ｍ"]
[]
[null,"16．区　間",null,{"$f":"IF(幹栓区間!$J$26=\"\",\"\",幹栓区間!$J$26)","v":""}]
[null,null,"① 仮定口径",null,"=",{"$f":"IF(幹栓区間!$L$26=\"\",\"\",幹栓区間!$L$26)","v":""},"ｍｍ"]
[null,null,"② 管延長",null,"=",{"$f":"IF(幹栓区間!$M$26=\"\",\"\",幹栓区間!$M$26)","v":""},"ｍ"]
[null,null,"③ 直管換算長",null,"=",{"$f":"IF(幹栓区間!$AZ$26=\"\",\"\",幹栓区間!$AZ$26)","v":""},"ｍ"]
[null,null,"④ 流量",null,"=",{"$f":"IF(幹栓区間!$H$26=\"\",\"\",幹栓区間!$H$26)","v":""},"Ｌ/sec   ……",null,{"$f":"IF(幹栓区間!$K$10=\"戸\",\"（\"&幹栓区間!K26&\"戸対象）\",\"（\"&幹栓区間!K26&\"人対象）\")","v":"（戸対象）"}]
[null,null,"⑤ 動水勾配",null,"=",{"$f":"IF(幹栓区間!$AH$26=\"\",\"\",幹栓区間!$AH$26)","v":""},"‰",{"$f":"IF(幹栓区間!$AG$26=\"\",\"\",IF(幹栓区間!$AG$26=\"W\",\"（ウエストン公式より）\",\"（Ｈ．ウィリアムス公式より）\"))","v":""}]
[null,null,"⑥ 損失水頭",null,"=","⑤×(②＋③)"]
[null,null,null,null,"=",{"$f":"IF(F261=\"\",\"\",F261/1000)","v":""},"× (",{"$f":"IF(F258=\"\",\"\",F258)","v":""},"＋",{"$f":"IF(F259=\"\",\"\",F259)","v":""},")"]
[null,null,null,null,"=",{"$f":"IF(幹栓区間!$AJ$26=\"\",\"\",幹栓区間!$AJ$26)","v":""},"ｍ"]
[null,null,"⑦ 立上り",null,"=",{"$f":"IF(幹栓区間!$N$26=\"\",0,ROUND(幹栓区間!$N$26,2))","v":0},"ｍ"]
[null,null,"⑧ 区間所要水頭 h16",null,"=","⑥＋⑦"]
[null,null,null,null,"=",{"$f":"IF(F264=\"\",\"\",F264)","v":""},"＋",{"$f":"IF(F265=\"\",\"\",F265)","v":0}]
[null,null,null,null,"=",{"$f":"IF(幹栓区間!$F$26=\"\",\"\",幹栓区間!$F$26)","v":""},"ｍ"]
[null,null,"⑨ 累計所要水頭 H16",null,"=","h16＋H15"]
[null,null,null,null,"=",{"$f":"IF(F268=\"\",\"\",F268)","v":""},"＋",{"$f":"IF(F254=\"\",\"\",F254)","v":""}]
[null,null,null,null,"=",{"$f":"IF(幹栓区間!$E$26=\"\",\"\",幹栓区間!$E$26)","v":""},"ｍ"]
[]
[null,"17．区　間",null,{"$f":"IF(幹栓区間!$J$27=\"\",\"\",幹栓区間!$J$27)","v":""}]
[null,null,"① 仮定口径",null,"=",{"$f":"IF(幹栓区間!$L$27=\"\",\"\",幹栓区間!$L$27)","v":""},"ｍｍ"]
[null,null,"② 管延長",null,"=",{"$f":"IF(幹栓区間!$M$27=\"\",\"\",幹栓区間!$M$27)","v":""},"ｍ"]
[null,null,"③ 直管換算長",null,"=",{"$f":"IF(幹栓区間!$AZ$27=\"\",\"\",幹栓区間!$AZ$27)","v":""},"ｍ"]
[null,null,"④ 流量",null,"=",{"$f":"IF(幹栓区間!$H$27=\"\",\"\",幹栓区間!$H$27)","v":""},"Ｌ/sec   ……",null,{"$f":"IF(幹栓区間!$K$10=\"戸\",\"（\"&幹栓区間!K27&\"戸対象）\",\"（\"&幹栓区間!K27&\"人対象）\")","v":"（戸対象）"}]
[null,null,"⑤ 動水勾配",null,"=",{"$f":"IF(幹栓区間!$AH$27=\"\",\"\",幹栓区間!$AH$27)","v":""},"‰",{"$f":"IF(幹栓区間!$AG$27=\"\",\"\",IF(幹栓区間!$AG$27=\"W\",\"（ウエストン公式より）\",\"（Ｈ．ウィリアムス公式より）\"))","v":""}]
[null,null,"⑥ 損失水頭",null,"=","⑤×(②＋③)"]
[null,null,null,null,"=",{"$f":"IF(F278=\"\",\"\",F278/1000)","v":""},"× (",{"$f":"IF(F275=\"\",\"\",F275)","v":""},"＋",{"$f":"IF(F276=\"\",\"\",F276)","v":""},")"]
[null,null,null,null,"=",{"$f":"IF(幹栓区間!$AJ$27=\"\",\"\",幹栓区間!$AJ$27)","v":""},"ｍ"]
[null,null,"⑦ 立上り",null,"=",{"$f":"IF(幹栓区間!$N$27=\"\",0,ROUND(幹栓区間!$N$27,2))","v":0},"ｍ"]
[null,null,"⑧ 区間所要水頭 h17",null,"=","⑥＋⑦"]
[null,null,null,null,"=",{"$f":"IF(F281=\"\",\"\",F281)","v":""},"＋",{"$f":"IF(F282=\"\",\"\",F282)","v":0}]
[null,null,null,null,"=",{"$f":"IF(幹栓区間!$F$27=\"\",\"\",幹栓区間!$F$27)","v":""},"ｍ"]
[null,null,"⑨ 累計所要水頭 H17",null,"=","h17＋H16"]
[null,null,null,null,"=",{"$f":"IF(F285=\"\",\"\",F285)","v":""},"＋",{"$f":"IF(F271=\"\",\"\",F271)","v":""}]
[null,null,null,null,"=",{"$f":"IF(幹栓区間!$E$27=\"\",\"\",幹栓区間!$E$27)","v":""},"ｍ"]
[]
[null,"18．区　間",null,{"$f":"IF(幹栓区間!$J$28=\"\",\"\",幹栓区間!$J$28)","v":""}]
[null,null,"① 仮定口径",null,"=",{"$f":"IF(幹栓区間!$L$28=\"\",\"\",幹栓区間!$L$28)","v":""},"ｍｍ"]
[null,null,"② 管延長",null,"=",{"$f":"IF(幹栓区間!$M$28=\"\",\"\",幹栓区間!$M$28)","v":""},"ｍ"]
[null,null,"③ 直管換算長",null,"=",{"$f":"IF(幹栓区間!$AZ$28=\"\",\"\",幹栓区間!$AZ$28)","v":""},"ｍ"]
[null,null,"④ 流量",null,"=",{"$f":"IF(幹栓区間!$H$28=\"\",\"\",幹栓区間!$H$28)","v":""},"Ｌ/sec   ……",null,{"$f":"IF(幹栓区間!$K$10=\"戸\",\"（\"&幹栓区間!K28&\"戸対象）\",\"（\"&幹栓区間!K28&\"人対象）\")","v":"（戸対象）"}]
[null,null,"⑤ 動水勾配",null,"=",{"$f":"IF(幹栓区間!$AH$28=\"\",\"\",幹栓区間!$AH$28)","v":""},"‰",{"$f":"IF(幹栓区間!$AG$28=\"\",\"\",IF(幹栓区間!$AG$28=\"W\",\"（ウエストン公式より）\",\"（Ｈ．ウィリアムス公式より）\"))","v":""}]
[null,null,"⑥ 損失水頭",null,"=","⑤×(②＋③)"]
[null,null,null,null,"=",{"$f":"IF(F295=\"\",\"\",F295/1000)","v":""},"× (",{"$f":"IF(F292=\"\",\"\",F292)","v":""},"＋",{"$f":"IF(F293=\"\",\"\",F293)","v":""},")"]
[null,null,null,null,"=",{"$f":"IF(幹栓区間!$AJ$28=\"\",\"\",幹栓区間!$AJ$28)","v":""},"ｍ"]
[null,null,"⑦ 立上り",null,"=",{"$f":"IF(幹栓区間!$N$28=\"\",0,ROUND(幹栓区間!$N$28,2))","v":0},"ｍ"]
[null,null,"⑧ 区間所要水頭 h18",null,"=","⑥＋⑦"]
[null,null,null,null,"=",{"$f":"IF(F298=\"\",\"\",F298)","v":""},"＋",{"$f":"IF(F299=\"\",\"\",F299)","v":0}]
[null,null,null,null,"=",{"$f":"IF(幹栓区間!$F$28=\"\",\"\",幹栓区間!$F$28)","v":""},"ｍ"]
[null,null,"⑨ 累計所要水頭 H18",null,"=","h18＋H17"]
[null,null,null,null,"=",{"$f":"IF(F302=\"\",\"\",F302)","v":""},"＋",{"$f":"IF(F288=\"\",\"\",F288)","v":""}]
[null,null,null,null,"=",{"$f":"IF(幹栓区間!$E$28=\"\",\"\",幹栓区間!$E$28)","v":""},"ｍ"]
[]
[null,"19．区　間",null,{"$f":"IF(幹栓区間!$J$29=\"\",\"\",幹栓区間!$J$29)","v":""}]
[null,null,"① 仮定口径",null,"=",{"$f":"IF(幹栓区間!$L$29=\"\",\"\",幹栓区間!$L$29)","v":""},"ｍｍ"]
[null,null,"② 管延長",null,"=",{"$f":"IF(幹栓区間!$M$29=\"\",\"\",幹栓区間!$M$29)","v":""},"ｍ"]
[null,null,"③ 直管換算長",null,"=",{"$f":"IF(幹栓区間!$AZ$29=\"\",\"\",幹栓区間!$AZ$29)","v":""},"ｍ"]
[null,null,"④ 流量",null,"=",{"$f":"IF(幹栓区間!$H$29=\"\",\"\",幹栓区間!$H$29)","v":""},"Ｌ/sec   ……",null,{"$f":"IF(幹栓区間!$K$10=\"戸\",\"（\"&幹栓区間!K29&\"戸対象）\",\"（\"&幹栓区間!K29&\"人対象）\")","v":"（戸対象）"}]
[null,null,"⑤ 動水勾配",null,"=",{"$f":"IF(幹栓区間!$AH$29=\"\",\"\",幹栓区間!$AH$29)","v":""},"‰",{"$f":"IF(幹栓区間!$AG$29=\"\",\"\",IF(幹栓区間!$AG$29=\"W\",\"（ウエストン公式より）\",\"（Ｈ．ウィリアムス公式より）\"))","v":""}]
[null,null,"⑥ 損失水頭",null,"=","⑤×(②＋③)"]
[null,null,null,null,"=",{"$f":"IF(F312=\"\",\"\",F312/1000)","v":""},"× (",{"$f":"IF(F309=\"\",\"\",F309)","v":""},"＋",{"$f":"IF(F310=\"\",\"\",F310)","v":""},")"]
[null,null,null,null,"=",{"$f":"IF(幹栓区間!$AJ$29=\"\",\"\",幹栓区間!$AJ$29)","v":""},"ｍ"]
[null,null,"⑦ 立上り",null,"=",{"$f":"IF(幹栓区間!$N$29=\"\",0,ROUND(幹栓区間!$N$29,2))","v":0},"ｍ"]
[null,null,"⑧ 区間所要水頭 h19",null,"=","⑥＋⑦"]
[null,null,null,null,"=",{"$f":"IF(F315=\"\",\"\",F315)","v":""},"＋",{"$f":"IF(F316=\"\",\"\",F316)","v":0}]
[null,null,null,null,"=",{"$f":"IF(幹栓区間!$F$29=\"\",\"\",幹栓区間!$F$29)","v":""},"ｍ"]
[null,null,"⑨ 累計所要水頭 H19",null,"=","h19＋H18"]
[null,null,null,null,"=",{"$f":"IF(F319=\"\",\"\",F319)","v":""},"＋",{"$f":"IF(F305=\"\",\"\",F305)","v":""}]
[null,null,null,null,"=",{"$f":"IF(幹栓区間!$E$29=\"\",\"\",幹栓区間!$E$29)","v":""},"ｍ"]
[]
[null,"20．区　間",null,{"$f":"IF(幹栓区間!$J$30=\"\",\"\",幹栓区間!$J$30)","v":""}]
[null,null,"① 仮定口径",null,"=",{"$f":"IF(幹栓区間!$L$30=\"\",\"\",幹栓区間!$L$30)","v":""},"ｍｍ"]
[null,null,"② 管延長",null,"=",{"$f":"IF(幹栓区間!$M$30=\"\",\"\",幹栓区間!$M$30)","v":""},"ｍ"]
[null,null,"③ 直管換算長",null,"=",{"$f":"IF(幹栓区間!$AZ$30=\"\",\"\",幹栓区間!$AZ$30)","v":""},"ｍ"]
[null,null,"④ 流量",null,"=",{"$f":"IF(幹栓区間!$H$30=\"\",\"\",幹栓区間!$H$30)","v":""},"Ｌ/sec   ……",null,{"$f":"IF(幹栓区間!$K$10=\"戸\",\"（\"&幹栓区間!K30&\"戸対象）\",\"（\"&幹栓区間!K30&\"人対象）\")","v":"（戸対象）"}]
[null,null,"⑤ 動水勾配",null,"=",{"$f":"IF(幹栓区間!$AH$30=\"\",\"\",幹栓区間!$AH$30)","v":""},"‰",{"$f":"IF(幹栓区間!$AG$30=\"\",\"\",IF(幹栓区間!$AG$30=\"W\",\"（ウエストン公式より）\",\"（Ｈ．ウィリアムス公式より）\"))","v":""}]
[null,null,"⑥ 損失水頭",null,"=","⑤×(②＋③)"]
[null,null,null,null,"=",{"$f":"IF(F329=\"\",\"\",F329/1000)","v":""},"× (",{"$f":"IF(F326=\"\",\"\",F326)","v":""},"＋",{"$f":"IF(F327=\"\",\"\",F327)","v":""},")"]
[null,null,null,null,"=",{"$f":"IF(幹栓区間!$AJ$30=\"\",\"\",幹栓区間!$AJ$30)","v":""},"ｍ"]
[null,null,"⑦ 立上り",null,"=",{"$f":"IF(幹栓区間!$N$30=\"\",0,ROUND(幹栓区間!$N$30,2))","v":0},"ｍ"]
[null,null,"⑧ 区間所要水頭 h20",null,"=","⑥＋⑦"]
[null,null,null,null,"=",{"$f":"IF(F332=\"\",\"\",F332)","v":""},"＋",{"$f":"IF(F333=\"\",\"\",F333)","v":0}]
[null,null,null,null,"=",{"$f":"IF(幹栓区間!$F$30=\"\",\"\",幹栓区間!$F$30)","v":""},"ｍ"]
[null,null,"⑨ 累計所要水頭 H20",null,"=","h20＋H19"]
[null,null,null,null,"=",{"$f":"IF(F336=\"\",\"\",F336)","v":""},"＋",{"$f":"IF(F322=\"\",\"\",F322)","v":""}]
[null,null,null,null,"=",{"$f":"IF(幹栓区間!$E$30=\"\",\"\",幹栓区間!$E$30)","v":""},"ｍ"]
[]
[null,"21．区　間",null,{"$f":"IF(幹栓区間!$J$31=\"\",\"\",幹栓区間!$J$31)","v":""}]
[null,null,"① 仮定口径",null,"=",{"$f":"IF(幹栓区間!$L$31=\"\",\"\",幹栓区間!$L$31)","v":""},"ｍｍ"]
[null,null,"② 管延長",null,"=",{"$f":"IF(幹栓区間!$M$31=\"\",\"\",幹栓区間!$M$31)","v":""},"ｍ"]
[null,null,"③ 直管換算長",null,"=",{"$f":"IF(幹栓区間!$AZ$31=\"\",\"\",幹栓区間!$AZ$31)","v":""},"ｍ"]
[null,null,"④ 流量",null,"=",{"$f":"IF(幹栓区間!$H$31=\"\",\"\",幹栓区間!$H$31)","v":""},"Ｌ/sec   ……",null,{"$f":"IF(幹栓区間!$K$10=\"戸\",\"（\"&幹栓区間!K31&\"戸対象）\",\"（\"&幹栓区間!K31&\"人対象）\")","v":"（戸対象）"}]
[null,null,"⑤ 動水勾配",null,"=",{"$f":"IF(幹栓区間!$AH$31=\"\",\"\",幹栓区間!$AH$31)","v":""},"‰",{"$f":"IF(幹栓区間!$AG$31=\"\",\"\",IF(幹栓区間!$AG$31=\"W\",\"（ウエストン公式より）\",\"（Ｈ．ウィリアムス公式より）\"))","v":""}]
[null,null,"⑥ 損失水頭",null,"=","⑤×(②＋③)"]
[null,null,null,null,"=",{"$f":"IF(F346=\"\",\"\",F346/1000)","v":""},"× (",{"$f":"IF(F343=\"\",\"\",F343)","v":""},"＋",{"$f":"IF(F344=\"\",\"\",F344)","v":""},")"]
[null,null,null,null,"=",{"$f":"IF(幹栓区間!$AJ$31=\"\",\"\",幹栓区間!$AJ$31)","v":""},"ｍ"]
[null,null,"⑦ 立上り",null,"=",{"$f":"IF(幹栓区間!$N$31=\"\",0,ROUND(幹栓区間!$N$31,2))","v":0},"ｍ"]
[null,null,"⑧ 区間所要水頭 h21",null,"=","⑥＋⑦"]
[null,null,null,null,"=",{"$f":"IF(F349=\"\",\"\",F349)","v":""},"＋",{"$f":"IF(F350=\"\",\"\",F350)","v":0}]
[null,null,null,null,"=",{"$f":"IF(幹栓区間!$F$31=\"\",\"\",幹栓区間!$F$31)","v":""},"ｍ"]
[null,null,"⑨ 累計所要水頭 H21",null,"=","h21＋H20"]
[null,null,null,null,"=",{"$f":"IF(F353=\"\",\"\",F353)","v":""},"＋",{"$f":"IF(F339=\"\",\"\",F339)","v":""}]
[null,null,null,null,"=",{"$f":"IF(幹栓区間!$E$31=\"\",\"\",幹栓区間!$E$31)","v":""},"ｍ"]
[]
[null,"22．区　間",null,{"$f":"IF(幹栓区間!$J$32=\"\",\"\",幹栓区間!$J$32)","v":""}]
[null,null,"① 仮定口径",null,"=",{"$f":"IF(幹栓区間!$L$32=\"\",\"\",幹栓区間!$L$32)","v":""},"ｍｍ"]
[null,null,"② 管延長",null,"=",{"$f":"IF(幹栓区間!$M$32=\"\",\"\",幹栓区間!$M$32)","v":""},"ｍ"]
[null,null,"③ 直管換算長",null,"=",{"$f":"IF(幹栓区間!$AZ$32=\"\",\"\",幹栓区間!$AZ$32)","v":""},"ｍ"]
[null,null,"④ 流量",null,"=",{"$f":"IF(幹栓区間!$H$32=\"\",\"\",幹栓区間!$H$32)","v":""},"Ｌ/sec   ……",null,{"$f":"IF(幹栓区間!$K$10=\"戸\",\"（\"&幹栓区間!K32&\"戸対象）\",\"（\"&幹栓区間!K32&\"人対象）\")","v":"（戸対象）"}]
[null,null,"⑤ 動水勾配",null,"=",{"$f":"IF(幹栓区間!$AH$32=\"\",\"\",幹栓区間!$AH$32)","v":""},"‰",{"$f":"IF(幹栓区間!$AG$32=\"\",\"\",IF(幹栓区間!$AG$32=\"W\",\"（ウエストン公式より）\",\"（Ｈ．ウィリアムス公式より）\"))","v":""}]
[null,null,"⑥ 損失水頭",null,"=","⑤×(②＋③)"]
[null,null,null,null,"=",{"$f":"IF(F363=\"\",\"\",F363/1000)","v":""},"× (",{"$f":"IF(F360=\"\",\"\",F360)","v":""},"＋",{"$f":"IF(F361=\"\",\"\",F361)","v":""},")"]
[null,null,null,null,"=",{"$f":"IF(幹栓区間!$AJ$32=\"\",\"\",幹栓区間!$AJ$32)","v":""},"ｍ"]
[null,null,"⑦ 立上り",null,"=",{"$f":"IF(幹栓区間!$N$32=\"\",0,ROUND(幹栓区間!$N$32,2))","v":0},"ｍ"]
[null,null,"⑧ 区間所要水頭 h22",null,"=","⑥＋⑦"]
[null,null,null,null,"=",{"$f":"IF(F366=\"\",\"\",F366)","v":""},"＋",{"$f":"IF(F367=\"\",\"\",F367)","v":0}]
[null,null,null,null,"=",{"$f":"IF(幹栓区間!$F$32=\"\",\"\",幹栓区間!$F$32)","v":""},"ｍ"]
[null,null,"⑨ 累計所要水頭 H22",null,"=","h22＋H21"]
[null,null,null,null,"=",{"$f":"IF(F370=\"\",\"\",F370)","v":""},"＋",{"$f":"IF(F356=\"\",\"\",F356)","v":""}]
[null,null,null,null,"=",{"$f":"IF(幹栓区間!$E$32=\"\",\"\",幹栓区間!$E$32)","v":""},"ｍ"]
[]
[null,"23．区　間",null,{"$f":"IF(幹栓区間!$J$33=\"\",\"\",幹栓区間!$J$33)","v":""}]
[null,null,"① 仮定口径",null,"=",{"$f":"IF(幹栓区間!$L$33=\"\",\"\",幹栓区間!$L$33)","v":""},"ｍｍ"]
[null,null,"② 管延長",null,"=",{"$f":"IF(幹栓区間!$M$33=\"\",\"\",幹栓区間!$M$33)","v":""},"ｍ"]
[null,null,"③ 直管換算長",null,"=",{"$f":"IF(幹栓区間!$AZ$33=\"\",\"\",幹栓区間!$AZ$33)","v":""},"ｍ"]
[null,null,"④ 流量",null,"=",{"$f":"IF(幹栓区間!$H$33=\"\",\"\",幹栓区間!$H$33)","v":""},"Ｌ/sec   ……",null,{"$f":"IF(幹栓区間!$K$10=\"戸\",\"（\"&幹栓区間!K33&\"戸対象）\",\"（\"&幹栓区間!K33&\"人対象）\")","v":"（戸対象）"}]
[null,null,"⑤ 動水勾配",null,"=",{"$f":"IF(幹栓区間!$AH$33=\"\",\"\",幹栓区間!$AH$33)","v":""},"‰",{"$f":"IF(幹栓区間!$AG$33=\"\",\"\",IF(幹栓区間!$AG$33=\"W\",\"（ウエストン公式より）\",\"（Ｈ．ウィリアムス公式より）\"))","v":""}]
[null,null,"⑥ 損失水頭",null,"=","⑤×(②＋③)"]
[null,null,null,null,"=",{"$f":"IF(F380=\"\",\"\",F380/1000)","v":""},"× (",{"$f":"IF(F377=\"\",\"\",F377)","v":""},"＋",{"$f":"IF(F378=\"\",\"\",F378)","v":""},")"]
[null,null,null,null,"=",{"$f":"IF(幹栓区間!$AJ$33=\"\",\"\",幹栓区間!$AJ$33)","v":""},"ｍ"]
[null,null,"⑦ 立上り",null,"=",{"$f":"IF(幹栓区間!$N$33=\"\",0,ROUND(幹栓区間!$N$33,2))","v":0},"ｍ"]
[null,null,"⑧ 区間所要水頭 h23",null,"=","⑥＋⑦"]
[null,null,null,null,"=",{"$f":"IF(F383=\"\",\"\",F383)","v":""},"＋",{"$f":"IF(F384=\"\",\"\",F384)","v":0}]
[null,null,null,null,"=",{"$f":"IF(幹栓区間!$F$33=\"\",\"\",幹栓区間!$F$33)","v":""},"ｍ"]
[null,null,"⑨ 累計所要水頭 H23",null,"=","h23＋H22"]
[null,null,null,null,"=",{"$f":"IF(F387=\"\",\"\",F387)","v":""},"＋",{"$f":"IF(F373=\"\",\"\",F373)","v":""}]
[null,null,null,null,"=",{"$f":"IF(幹栓区間!$E$33=\"\",\"\",幹栓区間!$E$33)","v":""},"ｍ"]
[]
[null,"24．区　間",null,{"$f":"IF(幹栓区間!$J$34=\"\",\"\",幹栓区間!$J$34)","v":""}]
[null,null,"① 仮定口径",null,"=",{"$f":"IF(幹栓区間!$L$34=\"\",\"\",幹栓区間!$L$34)","v":""},"ｍｍ"]
[null,null,"② 管延長",null,"=",{"$f":"IF(幹栓区間!$M$34=\"\",\"\",幹栓区間!$M$34)","v":""},"ｍ"]
[null,null,"③ 直管換算長",null,"=",{"$f":"IF(幹栓区間!$AZ$34=\"\",\"\",幹栓区間!$AZ$34)","v":""},"ｍ"]
[null,null,"④ 流量",null,"=",{"$f":"IF(幹栓区間!$H$34=\"\",\"\",幹栓区間!$H$34)","v":""},"Ｌ/sec   ……",null,{"$f":"IF(幹栓区間!$K$10=\"戸\",\"（\"&幹栓区間!K34&\"戸対象）\",\"（\"&幹栓区間!K34&\"人対象）\")","v":"（戸対象）"}]
[null,null,"⑤ 動水勾配",null,"=",{"$f":"IF(幹栓区間!$AH$34=\"\",\"\",幹栓区間!$AH$34)","v":""},"‰",{"$f":"IF(幹栓区間!$AG$34=\"\",\"\",IF(幹栓区間!$AG$34=\"W\",\"（ウエストン公式より）\",\"（Ｈ．ウィリアムス公式より）\"))","v":""}]
[null,null,"⑥ 損失水頭",null,"=","⑤×(②＋③)"]
[null,null,null,null,"=",{"$f":"IF(F397=\"\",\"\",F397/1000)","v":""},"× (",{"$f":"IF(F394=\"\",\"\",F394)","v":""},"＋",{"$f":"IF(F395=\"\",\"\",F395)","v":""},")"]
[null,null,null,null,"=",{"$f":"IF(幹栓区間!$AJ$34=\"\",\"\",幹栓区間!$AJ$34)","v":""},"ｍ"]
[null,null,"⑦ 立上り",null,"=",{"$f":"IF(幹栓区間!$N$34=\"\",0,ROUND(幹栓区間!$N$34,2))","v":0},"ｍ"]
[null,null,"⑧ 区間所要水頭 h24",null,"=","⑥＋⑦"]
[null,null,null,null,"=",{"$f":"IF(F400=\"\",\"\",F400)","v":""},"＋",{"$f":"IF(F401=\"\",\"\",F401)","v":0}]
[null,null,null,null,"=",{"$f":"IF(幹栓区間!$F$34=\"\",\"\",幹栓区間!$F$34)","v":""},"ｍ"]
[null,null,"⑨ 累計所要水頭 H24",null,"=","h24＋H23"]
[null,null,null,null,"=",{"$f":"IF(F404=\"\",\"\",F404)","v":""},"＋",{"$f":"IF(F390=\"\",\"\",F390)","v":""}]
[null,null,null,null,"=",{"$f":"IF(幹栓区間!$E$34=\"\",\"\",幹栓区間!$E$34)","v":""},"ｍ"]
[]
[null,"25．区　間",null,{"$f":"IF(幹栓区間!$J$35=\"\",\"\",幹栓区間!$J$35)","v":""}]
[null,null,"① 仮定口径",null,"=",{"$f":"IF(幹栓区間!$L$35=\"\",\"\",幹栓区間!$L$35)","v":""},"ｍｍ"]
[null,null,"② 管延長",null,"=",{"$f":"IF(幹栓区間!$M$35=\"\",\"\",幹栓区間!$M$35)","v":""},"ｍ"]
[null,null,"③ 直管換算長",null,"=",{"$f":"IF(幹栓区間!$AZ$35=\"\",\"\",幹栓区間!$AZ$35)","v":""},"ｍ"]
[null,null,"④ 流量",null,"=",{"$f":"IF(幹栓区間!$H$35=\"\",\"\",幹栓区間!$H$35)","v":""},"Ｌ/sec   ……",null,{"$f":"IF(幹栓区間!$K$10=\"戸\",\"（\"&幹栓区間!K35&\"戸対象）\",\"（\"&幹栓区間!K35&\"人対象）\")","v":"（戸対象）"}]
[null,null,"⑤ 動水勾配",null,"=",{"$f":"IF(幹栓区間!$AH$35=\"\",\"\",幹栓区間!$AH$35)","v":""},"‰",{"$f":"IF(幹栓区間!$AG$35=\"\",\"\",IF(幹栓区間!$AG$35=\"W\",\"（ウエストン公式より）\",\"（Ｈ．ウィリアムス公式より）\"))","v":""}]
[null,null,"⑥ 損失水頭",null,"=","⑤×(②＋③)"]
[null,null,null,null,"=",{"$f":"IF(F414=\"\",\"\",F414/1000)","v":""},"× (",{"$f":"IF(F411=\"\",\"\",F411)","v":""},"＋",{"$f":"IF(F412=\"\",\"\",F412)","v":""},")"]
[null,null,null,null,"=",{"$f":"IF(幹栓区間!$AJ$35=\"\",\"\",幹栓区間!$AJ$35)","v":""},"ｍ"]
[null,null,"⑦ 立上り",null,"=",{"$f":"IF(幹栓区間!$N$35=\"\",0,ROUND(幹栓区間!$N$35,2))","v":0},"ｍ"]
[null,null,"⑧ 区間所要水頭 h25",null,"=","⑥＋⑦"]
[null,null,null,null,"=",{"$f":"IF(F417=\"\",\"\",F417)","v":""},"＋",{"$f":"IF(F418=\"\",\"\",F418)","v":0}]
[null,null,null,null,"=",{"$f":"IF(幹栓区間!$F$35=\"\",\"\",幹栓区間!$F$35)","v":""},"ｍ"]
[null,null,"⑨ 累計所要水頭 H25",null,"=","h25＋H24"]
[null,null,null,null,"=",{"$f":"IF(F421=\"\",\"\",F421)","v":""},"＋",{"$f":"IF(F407=\"\",\"\",F407)","v":""}]
[null,null,null,null,"=",{"$f":"IF(幹栓区間!$E$35=\"\",\"\",幹栓区間!$E$35)","v":""},"ｍ"]
[]
[null,"26．区　間",null,{"$f":"IF(幹栓区間!$J$36=\"\",\"\",幹栓区間!$J$36)","v":""}]
[null,null,"① 仮定口径",null,"=",{"$f":"IF(幹栓区間!$L$36=\"\",\"\",幹栓区間!$L$36)","v":""},"ｍｍ"]
[null,null,"② 管延長",null,"=",{"$f":"IF(幹栓区間!$M$36=\"\",\"\",幹栓区間!$M$36)","v":""},"ｍ"]
[null,null,"③ 直管換算長",null,"=",{"$f":"IF(幹栓区間!$AZ$36=\"\",\"\",幹栓区間!$AZ$36)","v":""},"ｍ"]
[null,null,"④ 流量",null,"=",{"$f":"IF(幹栓区間!$H$36=\"\",\"\",幹栓区間!$H$36)","v":""},"Ｌ/sec   ……",null,{"$f":"IF(幹栓区間!$K$10=\"戸\",\"（\"&幹栓区間!K36&\"戸対象）\",\"（\"&幹栓区間!K36&\"人対象）\")","v":"（戸対象）"}]
[null,null,"⑤ 動水勾配",null,"=",{"$f":"IF(幹栓区間!$AH$36=\"\",\"\",幹栓区間!$AH$36)","v":""},"‰",{"$f":"IF(幹栓区間!$AG$36=\"\",\"\",IF(幹栓区間!$AG$36=\"W\",\"（ウエストン公式より）\",\"（Ｈ．ウィリアムス公式より）\"))","v":""}]
[null,null,"⑥ 損失水頭",null,"=","⑤×(②＋③)"]
[null,null,null,null,"=",{"$f":"IF(F431=\"\",\"\",F431/1000)","v":""},"× (",{"$f":"IF(F428=\"\",\"\",F428)","v":""},"＋",{"$f":"IF(F429=\"\",\"\",F429)","v":""},")"]
[null,null,null,null,"=",{"$f":"IF(幹栓区間!$AJ$36=\"\",\"\",幹栓区間!$AJ$36)","v":""},"ｍ"]
[null,null,"⑦ 立上り",null,"=",{"$f":"IF(幹栓区間!$N$36=\"\",0,ROUND(幹栓区間!$N$36,2))","v":0},"ｍ"]
[null,null,"⑧ 区間所要水頭 h26",null,"=","⑥＋⑦"]
[null,null,null,null,"=",{"$f":"IF(F434=\"\",\"\",F434)","v":""},"＋",{"$f":"IF(F435=\"\",\"\",F435)","v":0}]
[null,null,null,null,"=",{"$f":"IF(幹栓区間!$F$36=\"\",\"\",幹栓区間!$F$36)","v":""},"ｍ"]
[null,null,"⑨ 累計所要水頭 H26",null,"=","h26＋H25"]
[null,null,null,null,"=",{"$f":"IF(F438=\"\",\"\",F438)","v":""},"＋",{"$f":"IF(F424=\"\",\"\",F424)","v":""}]
[null,null,null,null,"=",{"$f":"IF(幹栓区間!$E$36=\"\",\"\",幹栓区間!$E$36)","v":""},"ｍ"]
[]
[null,"27．区　間",null,{"$f":"IF(幹栓区間!$J$37=\"\",\"\",幹栓区間!$J$37)","v":""}]
[null,null,"① 仮定口径",null,"=",{"$f":"IF(幹栓区間!$L$37=\"\",\"\",幹栓区間!$L$37)","v":""},"ｍｍ"]
[null,null,"② 管延長",null,"=",{"$f":"IF(幹栓区間!$M$37=\"\",\"\",幹栓区間!$M$37)","v":""},"ｍ"]
[null,null,"③ 直管換算長",null,"=",{"$f":"IF(幹栓区間!$AZ$37=\"\",\"\",幹栓区間!$AZ$37)","v":""},"ｍ"]
[null,null,"④ 流量",null,"=",{"$f":"IF(幹栓区間!$H$37=\"\",\"\",幹栓区間!$H$37)","v":""},"Ｌ/sec   ……",null,{"$f":"IF(幹栓区間!$K$10=\"戸\",\"（\"&幹栓区間!K37&\"戸対象）\",\"（\"&幹栓区間!K37&\"人対象）\")","v":"（戸対象）"}]
[null,null,"⑤ 動水勾配",null,"=",{"$f":"IF(幹栓区間!$AH$37=\"\",\"\",幹栓区間!$AH$37)","v":""},"‰",{"$f":"IF(幹栓区間!$AG$37=\"\",\"\",IF(幹栓区間!$AG$37=\"W\",\"（ウエストン公式より）\",\"（Ｈ．ウィリアムス公式より）\"))","v":""}]
[null,null,"⑥ 損失水頭",null,"=","⑤×(②＋③)"]
[null,null,null,null,"=",{"$f":"IF(F448=\"\",\"\",F448/1000)","v":""},"× (",{"$f":"IF(F445=\"\",\"\",F445)","v":""},"＋",{"$f":"IF(F446=\"\",\"\",F446)","v":""},")"]
[null,null,null,null,"=",{"$f":"IF(幹栓区間!$AJ$37=\"\",\"\",幹栓区間!$AJ$37)","v":""},"ｍ"]
[null,null,"⑦ 立上り",null,"=",{"$f":"IF(幹栓区間!$N$37=\"\",0,ROUND(幹栓区間!$N$37,2))","v":0},"ｍ"]
[null,null,"⑧ 区間所要水頭 h27",null,"=","⑥＋⑦"]
[null,null,null,null,"=",{"$f":"IF(F451=\"\",\"\",F451)","v":""},"＋",{"$f":"IF(F452=\"\",\"\",F452)","v":0}]
[null,null,null,null,"=",{"$f":"IF(幹栓区間!$F$37=\"\",\"\",幹栓区間!$F$37)","v":""},"ｍ"]
[null,null,"⑨ 累計所要水頭 H27",null,"=","h27＋H26"]
[null,null,null,null,"=",{"$f":"IF(F455=\"\",\"\",F455)","v":""},"＋",{"$f":"IF(F441=\"\",\"\",F441)","v":""}]
[null,null,null,null,"=",{"$f":"IF(幹栓区間!$E$37=\"\",\"\",幹栓区間!$E$37)","v":""},"ｍ"]
[]
[null,"28．区　間",null,{"$f":"IF(幹栓区間!$J$38=\"\",\"\",幹栓区間!$J$38)","v":""}]
[null,null,"① 仮定口径",null,"=",{"$f":"IF(幹栓区間!$L$38=\"\",\"\",幹栓区間!$L$38)","v":""},"ｍｍ"]
[null,null,"② 管延長",null,"=",{"$f":"IF(幹栓区間!$M$38=\"\",\"\",幹栓区間!$M$38)","v":""},"ｍ"]
[null,null,"③ 直管換算長",null,"=",{"$f":"IF(幹栓区間!$AZ$38=\"\",\"\",幹栓区間!$AZ$38)","v":""},"ｍ"]
[null,null,"④ 流量",null,"=",{"$f":"IF(幹栓区間!$H$38=\"\",\"\",幹栓区間!$H$38)","v":""},"Ｌ/sec   ……",null,{"$f":"IF(幹栓区間!$K$10=\"戸\",\"（\"&幹栓区間!K38&\"戸対象）\",\"（\"&幹栓区間!K38&\"人対象）\")","v":"（戸対象）"}]
[null,null,"⑤ 動水勾配",null,"=",{"$f":"IF(幹栓区間!$AH$38=\"\",\"\",幹栓区間!$AH$38)","v":""},"‰",{"$f":"IF(幹栓区間!$AG$38=\"\",\"\",IF(幹栓区間!$AG$38=\"W\",\"（ウエストン公式より）\",\"（Ｈ．ウィリアムス公式より）\"))","v":""}]
[null,null,"⑥ 損失水頭",null,"=","⑤×(②＋③)"]
[null,null,null,null,"=",{"$f":"IF(F465=\"\",\"\",F465/1000)","v":""},"× (",{"$f":"IF(F462=\"\",\"\",F462)","v":""},"＋",{"$f":"IF(F463=\"\",\"\",F463)","v":""},")"]
[null,null,null,null,"=",{"$f":"IF(幹栓区間!$AJ$38=\"\",\"\",幹栓区間!$AJ$38)","v":""},"ｍ"]
[null,null,"⑦ 立上り",null,"=",{"$f":"IF(幹栓区間!$N$38=\"\",0,ROUND(幹栓区間!$N$38,2))","v":0},"ｍ"]
[null,null,"⑧ 区間所要水頭 h28",null,"=","⑥＋⑦"]
[null,null,null,null,"=",{"$f":"IF(F468=\"\",\"\",F468)","v":""},"＋",{"$f":"IF(F469=\"\",\"\",F469)","v":0}]
[null,null,null,null,"=",{"$f":"IF(幹栓区間!$F$38=\"\",\"\",幹栓区間!$F$38)","v":""},"ｍ"]
[null,null,"⑨ 累計所要水頭 H28",null,"=","h28＋H27"]
[null,null,null,null,"=",{"$f":"IF(F472=\"\",\"\",F472)","v":""},"＋",{"$f":"IF(F458=\"\",\"\",F458)","v":""}]
[null,null,null,null,"=",{"$f":"IF(幹栓区間!$E$38=\"\",\"\",幹栓区間!$E$38)","v":""},"ｍ"]
[]
[null,"29．区　間",null,{"$f":"IF(幹栓区間!$J$39=\"\",\"\",幹栓区間!$J$39)","v":""}]
[null,null,"① 仮定口径",null,"=",{"$f":"IF(幹栓区間!$L$39=\"\",\"\",幹栓区間!$L$39)","v":""},"ｍｍ"]
[null,null,"② 管延長",null,"=",{"$f":"IF(幹栓区間!$M$39=\"\",\"\",幹栓区間!$M$39)","v":""},"ｍ"]
[null,null,"③ 直管換算長",null,"=",{"$f":"IF(幹栓区間!$AZ$39=\"\",\"\",幹栓区間!$AZ$39)","v":""},"ｍ"]
[null,null,"④ 流量",null,"=",{"$f":"IF(幹栓区間!$H$39=\"\",\"\",幹栓区間!$H$39)","v":""},"Ｌ/sec   ……",null,{"$f":"IF(幹栓区間!$K$10=\"戸\",\"（\"&幹栓区間!K39&\"戸対象）\",\"（\"&幹栓区間!K39&\"人対象）\")","v":"（戸対象）"}]
[null,null,"⑤ 動水勾配",null,"=",{"$f":"IF(幹栓区間!$AH$39=\"\",\"\",幹栓区間!$AH$39)","v":""},"‰",{"$f":"IF(幹栓区間!$AG$39=\"\",\"\",IF(幹栓区間!$AG$39=\"W\",\"（ウエストン公式より）\",\"（Ｈ．ウィリアムス公式より）\"))","v":""}]
[null,null,"⑥ 損失水頭",null,"=","⑤×(②＋③)"]
[null,null,null,null,"=",{"$f":"IF(F482=\"\",\"\",F482/1000)","v":""},"× (",{"$f":"IF(F479=\"\",\"\",F479)","v":""},"＋",{"$f":"IF(F480=\"\",\"\",F480)","v":""},")"]
[null,null,null,null,"=",{"$f":"IF(幹栓区間!$AJ$39=\"\",\"\",幹栓区間!$AJ$39)","v":""},"ｍ"]
[null,null,"⑦ 立上り",null,"=",{"$f":"IF(幹栓区間!$N$39=\"\",0,ROUND(幹栓区間!$N$39,2))","v":0},"ｍ"]
[null,null,"⑧ 区間所要水頭 h29",null,"=","⑥＋⑦"]
[null,null,null,null,"=",{"$f":"IF(F485=\"\",\"\",F485)","v":""},"＋",{"$f":"IF(F486=\"\",\"\",F486)","v":0}]
[null,null,null,null,"=",{"$f":"IF(幹栓区間!$F$39=\"\",\"\",幹栓区間!$F$39)","v":""},"ｍ"]
[null,null,"⑨ 累計所要水頭 H29",null,"=","h29＋H28"]
[null,null,null,null,"=",{"$f":"IF(F489=\"\",\"\",F489)","v":""},"＋",{"$f":"IF(F475=\"\",\"\",F475)","v":""}]
[null,null,null,null,"=",{"$f":"IF(幹栓区間!$E$39=\"\",\"\",幹栓区間!$E$39)","v":""},"ｍ"]
[]
[null,"30．区　間",null,{"$f":"IF(幹栓区間!$J$40=\"\",\"\",幹栓区間!$J$40)","v":""}]
[null,null,"① 仮定口径",null,"=",{"$f":"IF(幹栓区間!$L$40=\"\",\"\",幹栓区間!$L$40)","v":""},"ｍｍ"]
[null,null,"② 管延長",null,"=",{"$f":"IF(幹栓区間!$M$40=\"\",\"\",幹栓区間!$M$40)","v":""},"ｍ"]
[null,null,"③ 直管換算長",null,"=",{"$f":"IF(幹栓区間!$AZ$40=\"\",\"\",幹栓区間!$AZ$40)","v":""},"ｍ"]
[null,null,"④ 流量",null,"=",{"$f":"IF(幹栓区間!$H$40=\"\",\"\",幹栓区間!$H$40)","v":""},"Ｌ/sec   ……",null,{"$f":"IF(幹栓区間!$K$10=\"戸\",\"（\"&幹栓区間!K40&\"戸対象）\",\"（\"&幹栓区間!K40&\"人対象）\")","v":"（戸対象）"}]
[null,null,"⑤ 動水勾配",null,"=",{"$f":"IF(幹栓区間!$AH$40=\"\",\"\",幹栓区間!$AH$40)","v":""},"‰",{"$f":"IF(幹栓区間!$AG$40=\"\",\"\",IF(幹栓区間!$AG$40=\"W\",\"（ウエストン公式より）\",\"（Ｈ．ウィリアムス公式より）\"))","v":""}]
[null,null,"⑥ 損失水頭",null,"=","⑤×(②＋③)"]
[null,null,null,null,"=",{"$f":"IF(F499=\"\",\"\",F499/1000)","v":""},"× (",{"$f":"IF(F496=\"\",\"\",F496)","v":""},"＋",{"$f":"IF(F497=\"\",\"\",F497)","v":""},")"]
[null,null,null,null,"=",{"$f":"IF(幹栓区間!$AJ$40=\"\",\"\",幹栓区間!$AJ$40)","v":""},"ｍ"]
[null,null,"⑦ 立上り",null,"=",{"$f":"IF(幹栓区間!$N$40=\"\",0,ROUND(幹栓区間!$N$40,2))","v":0},"ｍ"]
[null,null,"⑧ 区間所要水頭 h30",null,"=","⑥＋⑦"]
[null,null,null,null,"=",{"$f":"IF(F502=\"\",\"\",F502)","v":""},"＋",{"$f":"IF(F503=\"\",\"\",F503)","v":0}]
[null,null,null,null,"=",{"$f":"IF(幹栓区間!$F$40=\"\",\"\",幹栓区間!$F$40)","v":""},"ｍ"]
[null,null,"⑨ 累計所要水頭 H30",null,"=","h30＋H29"]
[null,null,null,null,"=",{"$f":"IF(F506=\"\",\"\",F506)","v":""},"＋",{"$f":"IF(F492=\"\",\"\",F492)","v":""}]
[null,null,null,null,"=",{"$f":"IF(幹栓区間!$E$40=\"\",\"\",幹栓区間!$E$40)","v":""},"ｍ"]
[]
[null,"31．区　間",null,{"$f":"IF(幹栓区間!$J$41=\"\",\"\",幹栓区間!$J$41)","v":""}]
[null,null,"① 仮定口径",null,"=",{"$f":"IF(幹栓区間!$L$41=\"\",\"\",幹栓区間!$L$41)","v":""},"ｍｍ"]
[null,null,"② 管延長",null,"=",{"$f":"IF(幹栓区間!$M$41=\"\",\"\",幹栓区間!$M$41)","v":""},"ｍ"]
[null,null,"③ 直管換算長",null,"=",{"$f":"IF(幹栓区間!$AZ$41=\"\",\"\",幹栓区間!$AZ$41)","v":""},"ｍ"]
[null,null,"④ 流量",null,"=",{"$f":"IF(幹栓区間!$H$41=\"\",\"\",幹栓区間!$H$41)","v":""},"Ｌ/sec   ……",null,{"$f":"IF(幹栓区間!$K$10=\"戸\",\"（\"&幹栓区間!K41&\"戸対象）\",\"（\"&幹栓区間!K41&\"人対象）\")","v":"（戸対象）"}]
[null,null,"⑤ 動水勾配",null,"=",{"$f":"IF(幹栓区間!$AH$41=\"\",\"\",幹栓区間!$AH$41)","v":""},"‰",{"$f":"IF(幹栓区間!$AG$41=\"\",\"\",IF(幹栓区間!$AG$41=\"W\",\"（ウエストン公式より）\",\"（Ｈ．ウィリアムス公式より）\"))","v":""}]
[null,null,"⑥ 損失水頭",null,"=","⑤×(②＋③)"]
[null,null,null,null,"=",{"$f":"IF(F516=\"\",\"\",F516/1000)","v":""},"× (",{"$f":"IF(F513=\"\",\"\",F513)","v":""},"＋",{"$f":"IF(F514=\"\",\"\",F514)","v":""},")"]
[null,null,null,null,"=",{"$f":"IF(幹栓区間!$AJ$41=\"\",\"\",幹栓区間!$AJ$41)","v":""},"ｍ"]
[null,null,"⑦ 立上り",null,"=",{"$f":"IF(幹栓区間!$N$41=\"\",0,ROUND(幹栓区間!$N$41,2))","v":0},"ｍ"]
[null,null,"⑧ 区間所要水頭 h31",null,"=","⑥＋⑦"]
[null,null,null,null,"=",{"$f":"IF(F519=\"\",\"\",F519)","v":""},"＋",{"$f":"IF(F520=\"\",\"\",F520)","v":0}]
[null,null,null,null,"=",{"$f":"IF(幹栓区間!$F$41=\"\",\"\",幹栓区間!$F$41)","v":""},"ｍ"]
[null,null,"⑨ 累計所要水頭 H31",null,"=","h31＋H30"]
[null,null,null,null,"=",{"$f":"IF(F523=\"\",\"\",F523)","v":""},"＋",{"$f":"IF(F509=\"\",\"\",F509)","v":""}]
[null,null,null,null,"=",{"$f":"IF(幹栓区間!$E$41=\"\",\"\",幹栓区間!$E$41)","v":""},"ｍ"]
[]
[null,"32．区　間",null,{"$f":"IF(幹栓区間!$J$42=\"\",\"\",幹栓区間!$J$42)","v":""}]
[null,null,"① 仮定口径",null,"=",{"$f":"IF(幹栓区間!$L$42=\"\",\"\",幹栓区間!$L$42)","v":""},"ｍｍ"]
[null,null,"② 管延長",null,"=",{"$f":"IF(幹栓区間!$M$42=\"\",\"\",幹栓区間!$M$42)","v":""},"ｍ"]
[null,null,"③ 直管換算長",null,"=",{"$f":"IF(幹栓区間!$AZ$42=\"\",\"\",幹栓区間!$AZ$42)","v":""},"ｍ"]
[null,null,"④ 流量",null,"=",{"$f":"IF(幹栓区間!$H$42=\"\",\"\",幹栓区間!$H$42)","v":""},"Ｌ/sec   ……",null,{"$f":"IF(幹栓区間!$K$10=\"戸\",\"（\"&幹栓区間!K42&\"戸対象）\",\"（\"&幹栓区間!K42&\"人対象）\")","v":"（戸対象）"}]
[null,null,"⑤ 動水勾配",null,"=",{"$f":"IF(幹栓区間!$AH$42=\"\",\"\",幹栓区間!$AH$42)","v":""},"‰",{"$f":"IF(幹栓区間!$AG$42=\"\",\"\",IF(幹栓区間!$AG$42=\"W\",\"（ウエストン公式より）\",\"（Ｈ．ウィリアムス公式より）\"))","v":""}]
[null,null,"⑥ 損失水頭",null,"=","⑤×(②＋③)"]
[null,null,null,null,"=",{"$f":"IF(F533=\"\",\"\",F533/1000)","v":""},"× (",{"$f":"IF(F530=\"\",\"\",F530)","v":""},"＋",{"$f":"IF(F531=\"\",\"\",F531)","v":""},")"]
[null,null,null,null,"=",{"$f":"IF(幹栓区間!$AJ$42=\"\",\"\",幹栓区間!$AJ$42)","v":""},"ｍ"]
[null,null,"⑦ 立上り",null,"=",{"$f":"IF(幹栓区間!$N$42=\"\",0,ROUND(幹栓区間!$N$42,2))","v":0},"ｍ"]
[null,null,"⑧ 区間所要水頭 h32",null,"=","⑥＋⑦"]
[null,null,null,null,"=",{"$f":"IF(F536=\"\",\"\",F536)","v":""},"＋",{"$f":"IF(F537=\"\",\"\",F537)","v":0}]
[null,null,null,null,"=",{"$f":"IF(幹栓区間!$F$42=\"\",\"\",幹栓区間!$F$42)","v":""},"ｍ"]
[null,null,"⑨ 累計所要水頭 H32",null,"=","h32＋H31"]
[null,null,null,null,"=",{"$f":"IF(F540=\"\",\"\",F540)","v":""},"＋",{"$f":"IF(F526=\"\",\"\",F526)","v":""}]
[null,null,null,null,"=",{"$f":"IF(幹栓区間!$E$42=\"\",\"\",幹栓区間!$E$42)","v":""},"ｍ"]
[]
[null,"33．区　間",null,{"$f":"IF(幹栓区間!$J$43=\"\",\"\",幹栓区間!$J$43)","v":""}]
[null,null,"① 仮定口径",null,"=",{"$f":"IF(幹栓区間!$L$43=\"\",\"\",幹栓区間!$L$43)","v":""},"ｍｍ"]
[null,null,"② 管延長",null,"=",{"$f":"IF(幹栓区間!$M$43=\"\",\"\",幹栓区間!$M$43)","v":""},"ｍ"]
[null,null,"③ 直管換算長",null,"=",{"$f":"IF(幹栓区間!$AZ$43=\"\",\"\",幹栓区間!$AZ$43)","v":""},"ｍ"]
[null,null,"④ 流量",null,"=",{"$f":"IF(幹栓区間!$H$43=\"\",\"\",幹栓区間!$H$43)","v":""},"Ｌ/sec   ……",null,{"$f":"IF(幹栓区間!$K$10=\"戸\",\"（\"&幹栓区間!K43&\"戸対象）\",\"（\"&幹栓区間!K43&\"人対象）\")","v":"（戸対象）"}]
[null,null,"⑤ 動水勾配",null,"=",{"$f":"IF(幹栓区間!$AH$43=\"\",\"\",幹栓区間!$AH$43)","v":""},"‰",{"$f":"IF(幹栓区間!$AG$43=\"\",\"\",IF(幹栓区間!$AG$43=\"W\",\"（ウエストン公式より）\",\"（Ｈ．ウィリアムス公式より）\"))","v":""}]
[null,null,"⑥ 損失水頭",null,"=","⑤×(②＋③)"]
[null,null,null,null,"=",{"$f":"IF(F550=\"\",\"\",F550/1000)","v":""},"× (",{"$f":"IF(F547=\"\",\"\",F547)","v":""},"＋",{"$f":"IF(F548=\"\",\"\",F548)","v":""},")"]
[null,null,null,null,"=",{"$f":"IF(幹栓区間!$AJ$43=\"\",\"\",幹栓区間!$AJ$43)","v":""},"ｍ"]
[null,null,"⑦ 立上り",null,"=",{"$f":"IF(幹栓区間!$N$43=\"\",0,ROUND(幹栓区間!$N$43,2))","v":0},"ｍ"]
[null,null,"⑧ 区間所要水頭 h33",null,"=","⑥＋⑦"]
[null,null,null,null,"=",{"$f":"IF(F553=\"\",\"\",F553)","v":""},"＋",{"$f":"IF(F554=\"\",\"\",F554)","v":0}]
[null,null,null,null,"=",{"$f":"IF(幹栓区間!$F$43=\"\",\"\",幹栓区間!$F$43)","v":""},"ｍ"]
[null,null,"⑨ 累計所要水頭 H33",null,"=","h33＋H32"]
[null,null,null,null,"=",{"$f":"IF(F557=\"\",\"\",F557)","v":""},"＋",{"$f":"IF(F543=\"\",\"\",F543)","v":""}]
[null,null,null,null,"=",{"$f":"IF(幹栓区間!$E$43=\"\",\"\",幹栓区間!$E$43)","v":""},"ｍ"]
[]
[null,"34．区　間",null,{"$f":"IF(幹栓区間!$J$44=\"\",\"\",幹栓区間!$J$44)","v":""}]
[null,null,"① 仮定口径",null,"=",{"$f":"IF(幹栓区間!$L$44=\"\",\"\",幹栓区間!$L$44)","v":""},"ｍｍ"]
[null,null,"② 管延長",null,"=",{"$f":"IF(幹栓区間!$M$44=\"\",\"\",幹栓区間!$M$44)","v":""},"ｍ"]
[null,null,"③ 直管換算長",null,"=",{"$f":"IF(幹栓区間!$AZ$44=\"\",\"\",幹栓区間!$AZ$44)","v":""},"ｍ"]
[null,null,"④ 流量",null,"=",{"$f":"IF(幹栓区間!$H$44=\"\",\"\",幹栓区間!$H$44)","v":""},"Ｌ/sec   ……",null,{"$f":"IF(幹栓区間!$K$10=\"戸\",\"（\"&幹栓区間!K44&\"戸対象）\",\"（\"&幹栓区間!K44&\"人対象）\")","v":"（戸対象）"}]
[null,null,"⑤ 動水勾配",null,"=",{"$f":"IF(幹栓区間!$AH$44=\"\",\"\",幹栓区間!$AH$44)","v":""},"‰",{"$f":"IF(幹栓区間!$AG$44=\"\",\"\",IF(幹栓区間!$AG$44=\"W\",\"（ウエストン公式より）\",\"（Ｈ．ウィリアムス公式より）\"))","v":""}]
[null,null,"⑥ 損失水頭",null,"=","⑤×(②＋③)"]
[null,null,null,null,"=",{"$f":"IF(F567=\"\",\"\",F567/1000)","v":""},"× (",{"$f":"IF(F564=\"\",\"\",F564)","v":""},"＋",{"$f":"IF(F565=\"\",\"\",F565)","v":""},")"]
[null,null,null,null,"=",{"$f":"IF(幹栓区間!$AJ$44=\"\",\"\",幹栓区間!$AJ$44)","v":""},"ｍ"]
[null,null,"⑦ 立上り",null,"=",{"$f":"IF(幹栓区間!$N$44=\"\",0,ROUND(幹栓区間!$N$44,2))","v":0},"ｍ"]
[null,null,"⑧ 区間所要水頭 h34",null,"=","⑥＋⑦"]
[null,null,null,null,"=",{"$f":"IF(F570=\"\",\"\",F570)","v":""},"＋",{"$f":"IF(F571=\"\",\"\",F571)","v":0}]
[null,null,null,null,"=",{"$f":"IF(幹栓区間!$F$44=\"\",\"\",幹栓区間!$F$44)","v":""},"ｍ"]
[null,null,"⑨ 累計所要水頭 H34",null,"=","h34＋H33"]
[null,null,null,null,"=",{"$f":"IF(F574=\"\",\"\",F574)","v":""},"＋",{"$f":"IF(F560=\"\",\"\",F560)","v":""}]
[null,null,null,null,"=",{"$f":"IF(幹栓区間!$E$44=\"\",\"\",幹栓区間!$E$44)","v":""},"ｍ"]
[]
[null,"35．区　間",null,{"$f":"IF(幹栓区間!$J$45=\"\",\"\",幹栓区間!$J$45)","v":""}]
[null,null,"① 仮定口径",null,"=",{"$f":"IF(幹栓区間!$L$45=\"\",\"\",幹栓区間!$L$45)","v":""},"ｍｍ"]
[null,null,"② 管延長",null,"=",{"$f":"IF(幹栓区間!$M$45=\"\",\"\",幹栓区間!$M$45)","v":""},"ｍ"]
[null,null,"③ 直管換算長",null,"=",{"$f":"IF(幹栓区間!$AZ$45=\"\",\"\",幹栓区間!$AZ$45)","v":""},"ｍ"]
[null,null,"④ 流量",null,"=",{"$f":"IF(幹栓区間!$H$45=\"\",\"\",幹栓区間!$H$45)","v":""},"Ｌ/sec   ……",null,{"$f":"IF(幹栓区間!$K$10=\"戸\",\"（\"&幹栓区間!K45&\"戸対象）\",\"（\"&幹栓区間!K45&\"人対象）\")","v":"（戸対象）"}]
[null,null,"⑤ 動水勾配",null,"=",{"$f":"IF(幹栓区間!$AH$45=\"\",\"\",幹栓区間!$AH$45)","v":""},"‰",{"$f":"IF(幹栓区間!$AG$45=\"\",\"\",IF(幹栓区間!$AG$45=\"W\",\"（ウエストン公式より）\",\"（Ｈ．ウィリアムス公式より）\"))","v":""}]
[null,null,"⑥ 損失水頭",null,"=","⑤×(②＋③)"]
[null,null,null,null,"=",{"$f":"IF(F584=\"\",\"\",F584/1000)","v":""},"× (",{"$f":"IF(F581=\"\",\"\",F581)","v":""},"＋",{"$f":"IF(F582=\"\",\"\",F582)","v":""},")"]
[null,null,null,null,"=",{"$f":"IF(幹栓区間!$AJ$45=\"\",\"\",幹栓区間!$AJ$45)","v":""},"ｍ"]
[null,null,"⑦ 立上り",null,"=",{"$f":"IF(幹栓区間!$N$45=\"\",0,ROUND(幹栓区間!$N$45,2))","v":0},"ｍ"]
[null,null,"⑧ 区間所要水頭 h35",null,"=","⑥＋⑦"]
[null,null,null,null,"=",{"$f":"IF(F587=\"\",\"\",F587)","v":""},"＋",{"$f":"IF(F588=\"\",\"\",F588)","v":0}]
[null,null,null,null,"=",{"$f":"IF(幹栓区間!$F$45=\"\",\"\",幹栓区間!$F$45)","v":""},"ｍ"]
[null,null,"⑨ 累計所要水頭 H35",null,"=","h35＋H34"]
[null,null,null,null,"=",{"$f":"IF(F591=\"\",\"\",F591)","v":""},"＋",{"$f":"IF(F577=\"\",\"\",F577)","v":""}]
[null,null,null,null,"=",{"$f":"IF(幹栓区間!$E$45=\"\",\"\",幹栓区間!$E$45)","v":""},"ｍ"]
[]
[null,"36．区　間",null,{"$f":"IF(幹栓区間!$J$46=\"\",\"\",幹栓区間!$J$46)","v":""}]
[null,null,"① 仮定口径",null,"=",{"$f":"IF(幹栓区間!$L$46=\"\",\"\",幹栓区間!$L$46)","v":""},"ｍｍ"]
[null,null,"② 管延長",null,"=",{"$f":"IF(幹栓区間!$M$46=\"\",\"\",幹栓区間!$M$46)","v":""},"ｍ"]
[null,null,"③ 直管換算長",null,"=",{"$f":"IF(幹栓区間!$AZ$46=\"\",\"\",幹栓区間!$AZ$46)","v":""},"ｍ"]
[null,null,"④ 流量",null,"=",{"$f":"IF(幹栓区間!$H$46=\"\",\"\",幹栓区間!$H$46)","v":""},"Ｌ/sec   ……",null,{"$f":"IF(幹栓区間!$K$10=\"戸\",\"（\"&幹栓区間!K46&\"戸対象）\",\"（\"&幹栓区間!K46&\"人対象）\")","v":"（戸対象）"}]
[null,null,"⑤ 動水勾配",null,"=",{"$f":"IF(幹栓区間!$AH$46=\"\",\"\",幹栓区間!$AH$46)","v":""},"‰",{"$f":"IF(幹栓区間!$AG$46=\"\",\"\",IF(幹栓区間!$AG$46=\"W\",\"（ウエストン公式より）\",\"（Ｈ．ウィリアムス公式より）\"))","v":""}]
[null,null,"⑥ 損失水頭",null,"=","⑤×(②＋③)"]
[null,null,null,null,"=",{"$f":"IF(F601=\"\",\"\",F601/1000)","v":""},"× (",{"$f":"IF(F598=\"\",\"\",F598)","v":""},"＋",{"$f":"IF(F599=\"\",\"\",F599)","v":""},")"]
[null,null,null,null,"=",{"$f":"IF(幹栓区間!$AJ$46=\"\",\"\",幹栓区間!$AJ$46)","v":""},"ｍ"]
[null,null,"⑦ 立上り",null,"=",{"$f":"IF(幹栓区間!$N$46=\"\",0,ROUND(幹栓区間!$N$46,2))","v":0},"ｍ"]
[null,null,"⑧ 区間所要水頭 h36",null,"=","⑥＋⑦"]
[null,null,null,null,"=",{"$f":"IF(F604=\"\",\"\",F604)","v":""},"＋",{"$f":"IF(F605=\"\",\"\",F605)","v":0}]
[null,null,null,null,"=",{"$f":"IF(幹栓区間!$F$46=\"\",\"\",幹栓区間!$F$46)","v":""},"ｍ"]
[null,null,"⑨ 累計所要水頭 H36",null,"=","h36＋H35"]
[null,null,null,null,"=",{"$f":"IF(F608=\"\",\"\",F608)","v":""},"＋",{"$f":"IF(F594=\"\",\"\",F594)","v":""}]
[null,null,null,null,"=",{"$f":"IF(幹栓区間!$E$46=\"\",\"\",幹栓区間!$E$46)","v":""},"ｍ"]
[]
[null,"37．区　間",null,{"$f":"IF(幹栓区間!$J$47=\"\",\"\",幹栓区間!$J$47)","v":""}]
[null,null,"① 仮定口径",null,"=",{"$f":"IF(幹栓区間!$L$47=\"\",\"\",幹栓区間!$L$47)","v":""},"ｍｍ"]
[null,null,"② 管延長",null,"=",{"$f":"IF(幹栓区間!$M$47=\"\",\"\",幹栓区間!$M$47)","v":""},"ｍ"]
[null,null,"③ 直管換算長",null,"=",{"$f":"IF(幹栓区間!$AZ$47=\"\",\"\",幹栓区間!$AZ$47)","v":""},"ｍ"]
[null,null,"④ 流量",null,"=",{"$f":"IF(幹栓区間!$H$47=\"\",\"\",幹栓区間!$H$47)","v":""},"Ｌ/sec   ……",null,{"$f":"IF(幹栓区間!$K$10=\"戸\",\"（\"&幹栓区間!K47&\"戸対象）\",\"（\"&幹栓区間!K47&\"人対象）\")","v":"（戸対象）"}]
[null,null,"⑤ 動水勾配",null,"=",{"$f":"IF(幹栓区間!$AH$47=\"\",\"\",幹栓区間!$AH$47)","v":""},"‰",{"$f":"IF(幹栓区間!$AG$47=\"\",\"\",IF(幹栓区間!$AG$47=\"W\",\"（ウエストン公式より）\",\"（Ｈ．ウィリアムス公式より）\"))","v":""}]
[null,null,"⑥ 損失水頭",null,"=","⑤×(②＋③)"]
[null,null,null,null,"=",{"$f":"IF(F618=\"\",\"\",F618/1000)","v":""},"× (",{"$f":"IF(F615=\"\",\"\",F615)","v":""},"＋",{"$f":"IF(F616=\"\",\"\",F616)","v":""},")"]
[null,null,null,null,"=",{"$f":"IF(幹栓区間!$AJ$47=\"\",\"\",幹栓区間!$AJ$47)","v":""},"ｍ"]
[null,null,"⑦ 立上り",null,"=",{"$f":"IF(幹栓区間!$N$47=\"\",0,ROUND(幹栓区間!$N$47,2))","v":0},"ｍ"]
[null,null,"⑧ 区間所要水頭 h37",null,"=","⑥＋⑦"]
[null,null,null,null,"=",{"$f":"IF(F621=\"\",\"\",F621)","v":""},"＋",{"$f":"IF(F622=\"\",\"\",F622)","v":0}]
[null,null,null,null,"=",{"$f":"IF(幹栓区間!$F$47=\"\",\"\",幹栓区間!$F$47)","v":""},"ｍ"]
[null,null,"⑨ 累計所要水頭 H37",null,"=","h37＋H36"]
[null,null,null,null,"=",{"$f":"IF(F625=\"\",\"\",F625)","v":""},"＋",{"$f":"IF(F611=\"\",\"\",F611)","v":""}]
[null,null,null,null,"=",{"$f":"IF(幹栓区間!$E$47=\"\",\"\",幹栓区間!$E$47)","v":""},"ｍ"]
[]
[null,"38．区　間",null,{"$f":"IF(幹栓区間!$J$48=\"\",\"\",幹栓区間!$J$48)","v":""}]
[null,null,"① 仮定口径",null,"=",{"$f":"IF(幹栓区間!$L$48=\"\",\"\",幹栓区間!$L$48)","v":""},"ｍｍ"]
[null,null,"② 管延長",null,"=",{"$f":"IF(幹栓区間!$M$48=\"\",\"\",幹栓区間!$M$48)","v":""},"ｍ"]
[null,null,"③ 直管換算長",null,"=",{"$f":"IF(幹栓区間!$AZ$48=\"\",\"\",幹栓区間!$AZ$48)","v":""},"ｍ"]
[null,null,"④ 流量",null,"=",{"$f":"IF(幹栓区間!$H$48=\"\",\"\",幹栓区間!$H$48)","v":""},"Ｌ/sec   ……",null,{"$f":"IF(幹栓区間!$K$10=\"戸\",\"（\"&幹栓区間!K48&\"戸対象）\",\"（\"&幹栓区間!K48&\"人対象）\")","v":"（戸対象）"}]
[null,null,"⑤ 動水勾配",null,"=",{"$f":"IF(幹栓区間!$AH$48=\"\",\"\",幹栓区間!$AH$48)","v":""},"‰",{"$f":"IF(幹栓区間!$AG$48=\"\",\"\",IF(幹栓区間!$AG$48=\"W\",\"（ウエストン公式より）\",\"（Ｈ．ウィリアムス公式より）\"))","v":""}]
[null,null,"⑥ 損失水頭",null,"=","⑤×(②＋③)"]
[null,null,null,null,"=",{"$f":"IF(F635=\"\",\"\",F635/1000)","v":""},"× (",{"$f":"IF(F632=\"\",\"\",F632)","v":""},"＋",{"$f":"IF(F633=\"\",\"\",F633)","v":""},")"]
[null,null,null,null,"=",{"$f":"IF(幹栓区間!$AJ$48=\"\",\"\",幹栓区間!$AJ$48)","v":""},"ｍ"]
[null,null,"⑦ 立上り",null,"=",{"$f":"IF(幹栓区間!$N$48=\"\",0,ROUND(幹栓区間!$N$48,2))","v":0},"ｍ"]
[null,null,"⑧ 区間所要水頭 h38",null,"=","⑥＋⑦"]
[null,null,null,null,"=",{"$f":"IF(F638=\"\",\"\",F638)","v":""},"＋",{"$f":"IF(F639=\"\",\"\",F639)","v":0}]
[null,null,null,null,"=",{"$f":"IF(幹栓区間!$F$48=\"\",\"\",幹栓区間!$F$48)","v":""},"ｍ"]
[null,null,"⑨ 累計所要水頭 H38",null,"=","h38＋H37"]
[null,null,null,null,"=",{"$f":"IF(F642=\"\",\"\",F642)","v":""},"＋",{"$f":"IF(F628=\"\",\"\",F628)","v":""}]
[null,null,null,null,"=",{"$f":"IF(幹栓区間!$E$48=\"\",\"\",幹栓区間!$E$48)","v":""},"ｍ"]
[]
[null,"39．区　間",null,{"$f":"IF(幹栓区間!$J$49=\"\",\"\",幹栓区間!$J$49)","v":""}]
[null,null,"① 仮定口径",null,"=",{"$f":"IF(幹栓区間!$L$49=\"\",\"\",幹栓区間!$L$49)","v":""},"ｍｍ"]
[null,null,"② 管延長",null,"=",{"$f":"IF(幹栓区間!$M$49=\"\",\"\",幹栓区間!$M$49)","v":""},"ｍ"]
[null,null,"③ 直管換算長",null,"=",{"$f":"IF(幹栓区間!$AZ$49=\"\",\"\",幹栓区間!$AZ$49)","v":""},"ｍ"]
[null,null,"④ 流量",null,"=",{"$f":"IF(幹栓区間!$H$49=\"\",\"\",幹栓区間!$H$49)","v":""},"Ｌ/sec   ……",null,{"$f":"IF(幹栓区間!$K$10=\"戸\",\"（\"&幹栓区間!K49&\"戸対象）\",\"（\"&幹栓区間!K49&\"人対象）\")","v":"（戸対象）"}]
[null,null,"⑤ 動水勾配",null,"=",{"$f":"IF(幹栓区間!$AH$49=\"\",\"\",幹栓区間!$AH$49)","v":""},"‰",{"$f":"IF(幹栓区間!$AG$49=\"\",\"\",IF(幹栓区間!$AG$49=\"W\",\"（ウエストン公式より）\",\"（Ｈ．ウィリアムス公式より）\"))","v":""}]
[null,null,"⑥ 損失水頭",null,"=","⑤×(②＋③)"]
[null,null,null,null,"=",{"$f":"IF(F652=\"\",\"\",F652/1000)","v":""},"× (",{"$f":"IF(F649=\"\",\"\",F649)","v":""},"＋",{"$f":"IF(F650=\"\",\"\",F650)","v":""},")"]
[null,null,null,null,"=",{"$f":"IF(幹栓区間!$AJ$49=\"\",\"\",幹栓区間!$AJ$49)","v":""},"ｍ"]
[null,null,"⑦ 立上り",null,"=",{"$f":"IF(幹栓区間!$N$49=\"\",0,ROUND(幹栓区間!$N$49,2))","v":0},"ｍ"]
[null,null,"⑧ 区間所要水頭 h39",null,"=","⑥＋⑦"]
[null,null,null,null,"=",{"$f":"IF(F655=\"\",\"\",F655)","v":""},"＋",{"$f":"IF(F656=\"\",\"\",F656)","v":0}]
[null,null,null,null,"=",{"$f":"IF(幹栓区間!$F$49=\"\",\"\",幹栓区間!$F$49)","v":""},"ｍ"]
[null,null,"⑨ 累計所要水頭 H39",null,"=","h39＋H38"]
[null,null,null,null,"=",{"$f":"IF(F659=\"\",\"\",F659)","v":""},"＋",{"$f":"IF(F645=\"\",\"\",F645)","v":""}]
[null,null,null,null,"=",{"$f":"IF(幹栓区間!$E$49=\"\",\"\",幹栓区間!$E$49)","v":""},"ｍ"]
[]
[null,"40．区　間",null,{"$f":"IF(幹栓区間!$J$50=\"\",\"\",幹栓区間!$J$50)","v":""}]
[null,null,"① 仮定口径",null,"=",{"$f":"IF(幹栓区間!$L$50=\"\",\"\",幹栓区間!$L$50)","v":""},"ｍｍ"]
[null,null,"② 管延長",null,"=",{"$f":"IF(幹栓区間!$M$50=\"\",\"\",幹栓区間!$M$50)","v":""},"ｍ"]
[null,null,"③ 直管換算長",null,"=",{"$f":"IF(幹栓区間!$AZ$50=\"\",\"\",幹栓区間!$AZ$50)","v":""},"ｍ"]
[null,null,"④ 流量",null,"=",{"$f":"IF(幹栓区間!$H$50=\"\",\"\",幹栓区間!$H$50)","v":""},"Ｌ/sec   ……",null,{"$f":"IF(幹栓区間!$K$10=\"戸\",\"（\"&幹栓区間!K50&\"戸対象）\",\"（\"&幹栓区間!K50&\"人対象）\")","v":"（戸対象）"}]
[null,null,"⑤ 動水勾配",null,"=",{"$f":"IF(幹栓区間!$AH$50=\"\",\"\",幹栓区間!$AH$50)","v":""},"‰",{"$f":"IF(幹栓区間!$AG$50=\"\",\"\",IF(幹栓区間!$AG$50=\"W\",\"（ウエストン公式より）\",\"（Ｈ．ウィリアムス公式より）\"))","v":""}]
[null,null,"⑥ 損失水頭",null,"=","⑤×(②＋③)"]
[null,null,null,null,"=",{"$f":"IF(F669=\"\",\"\",F669/1000)","v":""},"× (",{"$f":"IF(F666=\"\",\"\",F666)","v":""},"＋",{"$f":"IF(F667=\"\",\"\",F667)","v":""},")"]
[null,null,null,null,"=",{"$f":"IF(幹栓区間!$AJ$50=\"\",\"\",幹栓区間!$AJ$50)","v":""},"ｍ"]
[null,null,"⑦ 立上り",null,"=",{"$f":"IF(幹栓区間!$N$50=\"\",0,ROUND(幹栓区間!$N$50,2))","v":0},"ｍ"]
[null,null,"⑧ 区間所要水頭 h40",null,"=","⑥＋⑦"]
[null,null,null,null,"=",{"$f":"IF(F672=\"\",\"\",F672)","v":""},"＋",{"$f":"IF(F673=\"\",\"\",F673)","v":0}]
[null,null,null,null,"=",{"$f":"IF(幹栓区間!$F$50=\"\",\"\",幹栓区間!$F$50)","v":""},"ｍ"]
[null,null,"⑨ 累計所要水頭 H40",null,"=","h40＋H39"]
[null,null,null,null,"=",{"$f":"IF(F676=\"\",\"\",F676)","v":""},"＋",{"$f":"IF(F662=\"\",\"\",F662)","v":""}]
[null,null,null,null,"=",{"$f":"IF(幹栓区間!$E$50=\"\",\"\",幹栓区間!$E$50)","v":""},"ｍ"]
[]
[null,"41．区　間",null,{"$f":"IF(幹栓区間!$J$51=\"\",\"\",幹栓区間!$J$51)","v":""}]
[null,null,"① 仮定口径",null,"=",{"$f":"IF(幹栓区間!$L$51=\"\",\"\",幹栓区間!$L$51)","v":""},"ｍｍ"]
[null,null,"② 管延長",null,"=",{"$f":"IF(幹栓区間!$M$51=\"\",\"\",幹栓区間!$M$51)","v":""},"ｍ"]
[null,null,"③ 直管換算長",null,"=",{"$f":"IF(幹栓区間!$AZ$51=\"\",\"\",幹栓区間!$AZ$51)","v":""},"ｍ"]
[null,null,"④ 流量",null,"=",{"$f":"IF(幹栓区間!$H$51=\"\",\"\",幹栓区間!$H$51)","v":""},"Ｌ/sec   ……",null,{"$f":"IF(幹栓区間!$K$10=\"戸\",\"（\"&幹栓区間!K51&\"戸対象）\",\"（\"&幹栓区間!K51&\"人対象）\")","v":"（戸対象）"}]
[null,null,"⑤ 動水勾配",null,"=",{"$f":"IF(幹栓区間!$AH$51=\"\",\"\",幹栓区間!$AH$51)","v":""},"‰",{"$f":"IF(幹栓区間!$AG$51=\"\",\"\",IF(幹栓区間!$AG$51=\"W\",\"（ウエストン公式より）\",\"（Ｈ．ウィリアムス公式より）\"))","v":""}]
[null,null,"⑥ 損失水頭",null,"=","⑤×(②＋③)"]
[null,null,null,null,"=",{"$f":"IF(F686=\"\",\"\",F686/1000)","v":""},"× (",{"$f":"IF(F683=\"\",\"\",F683)","v":""},"＋",{"$f":"IF(F684=\"\",\"\",F684)","v":""},")"]
[null,null,null,null,"=",{"$f":"IF(幹栓区間!$AJ$51=\"\",\"\",幹栓区間!$AJ$51)","v":""},"ｍ"]
[null,null,"⑦ 立上り",null,"=",{"$f":"IF(幹栓区間!$N$51=\"\",0,ROUND(幹栓区間!$N$51,2))","v":0},"ｍ"]
[null,null,"⑧ 区間所要水頭 h41",null,"=","⑥＋⑦"]
[null,null,null,null,"=",{"$f":"IF(F689=\"\",\"\",F689)","v":""},"＋",{"$f":"IF(F690=\"\",\"\",F690)","v":0}]
[null,null,null,null,"=",{"$f":"IF(幹栓区間!$F$51=\"\",\"\",幹栓区間!$F$51)","v":""},"ｍ"]
[null,null,"⑨ 累計所要水頭 H41",null,"=","h41＋H40"]
[null,null,null,null,"=",{"$f":"IF(F693=\"\",\"\",F693)","v":""},"＋",{"$f":"IF(F679=\"\",\"\",F679)","v":""}]
[null,null,null,null,"=",{"$f":"IF(幹栓区間!$E$51=\"\",\"\",幹栓区間!$E$51)","v":""},"ｍ"]
[]
[null,"42．区　間",null,{"$f":"IF(幹栓区間!$J$52=\"\",\"\",幹栓区間!$J$52)","v":""}]
[null,null,"① 仮定口径",null,"=",{"$f":"IF(幹栓区間!$L$52=\"\",\"\",幹栓区間!$L$52)","v":""},"ｍｍ"]
[null,null,"② 管延長",null,"=",{"$f":"IF(幹栓区間!$M$52=\"\",\"\",幹栓区間!$M$52)","v":""},"ｍ"]
[null,null,"③ 直管換算長",null,"=",{"$f":"IF(幹栓区間!$AZ$52=\"\",\"\",幹栓区間!$AZ$52)","v":""},"ｍ"]
[null,null,"④ 流量",null,"=",{"$f":"IF(幹栓区間!$H$52=\"\",\"\",幹栓区間!$H$52)","v":""},"Ｌ/sec   ……",null,{"$f":"IF(幹栓区間!$K$10=\"戸\",\"（\"&幹栓区間!K52&\"戸対象）\",\"（\"&幹栓区間!K52&\"人対象）\")","v":"（戸対象）"}]
[null,null,"⑤ 動水勾配",null,"=",{"$f":"IF(幹栓区間!$AH$52=\"\",\"\",幹栓区間!$AH$52)","v":""},"‰",{"$f":"IF(幹栓区間!$AG$52=\"\",\"\",IF(幹栓区間!$AG$52=\"W\",\"（ウエストン公式より）\",\"（Ｈ．ウィリアムス公式より）\"))","v":""}]
[null,null,"⑥ 損失水頭",null,"=","⑤×(②＋③)"]
[null,null,null,null,"=",{"$f":"IF(F703=\"\",\"\",F703/1000)","v":""},"× (",{"$f":"IF(F700=\"\",\"\",F700)","v":""},"＋",{"$f":"IF(F701=\"\",\"\",F701)","v":""},")"]
[null,null,null,null,"=",{"$f":"IF(幹栓区間!$AJ$52=\"\",\"\",幹栓区間!$AJ$52)","v":""},"ｍ"]
[null,null,"⑦ 立上り",null,"=",{"$f":"IF(幹栓区間!$N$52=\"\",0,ROUND(幹栓区間!$N$52,2))","v":0},"ｍ"]
[null,null,"⑧ 区間所要水頭 h42",null,"=","⑥＋⑦"]
[null,null,null,null,"=",{"$f":"IF(F706=\"\",\"\",F706)","v":""},"＋",{"$f":"IF(F707=\"\",\"\",F707)","v":0}]
[null,null,null,null,"=",{"$f":"IF(幹栓区間!$F$52=\"\",\"\",幹栓区間!$F$52)","v":""},"ｍ"]
[null,null,"⑨ 累計所要水頭 H42",null,"=","h42＋H41"]
[null,null,null,null,"=",{"$f":"IF(F710=\"\",\"\",F710)","v":""},"＋",{"$f":"IF(F696=\"\",\"\",F696)","v":""}]
[null,null,null,null,"=",{"$f":"IF(幹栓区間!$E$52=\"\",\"\",幹栓区間!$E$52)","v":""},"ｍ"]
[]
[null,"43．区　間",null,{"$f":"IF(幹栓区間!$J$53=\"\",\"\",幹栓区間!$J$53)","v":""}]
[null,null,"① 仮定口径",null,"=",{"$f":"IF(幹栓区間!$L$53=\"\",\"\",幹栓区間!$L$53)","v":""},"ｍｍ"]
[null,null,"② 管延長",null,"=",{"$f":"IF(幹栓区間!$M$53=\"\",\"\",幹栓区間!$M$53)","v":""},"ｍ"]
[null,null,"③ 直管換算長",null,"=",{"$f":"IF(幹栓区間!$AZ$53=\"\",\"\",幹栓区間!$AZ$53)","v":""},"ｍ"]
[null,null,"④ 流量",null,"=",{"$f":"IF(幹栓区間!$H$53=\"\",\"\",幹栓区間!$H$53)","v":""},"Ｌ/sec   ……",null,{"$f":"IF(幹栓区間!$K$10=\"戸\",\"（\"&幹栓区間!K53&\"戸対象）\",\"（\"&幹栓区間!K53&\"人対象）\")","v":"（戸対象）"}]
[null,null,"⑤ 動水勾配",null,"=",{"$f":"IF(幹栓区間!$AH$53=\"\",\"\",幹栓区間!$AH$53)","v":""},"‰",{"$f":"IF(幹栓区間!$AG$53=\"\",\"\",IF(幹栓区間!$AG$53=\"W\",\"（ウエストン公式より）\",\"（Ｈ．ウィリアムス公式より）\"))","v":""}]
[null,null,"⑥ 損失水頭",null,"=","⑤×(②＋③)"]
[null,null,null,null,"=",{"$f":"IF(F720=\"\",\"\",F720/1000)","v":""},"× (",{"$f":"IF(F717=\"\",\"\",F717)","v":""},"＋",{"$f":"IF(F718=\"\",\"\",F718)","v":""},")"]
[null,null,null,null,"=",{"$f":"IF(幹栓区間!$AJ$53=\"\",\"\",幹栓区間!$AJ$53)","v":""},"ｍ"]
[null,null,"⑦ 立上り",null,"=",{"$f":"IF(幹栓区間!$N$53=\"\",0,ROUND(幹栓区間!$N$53,2))","v":0},"ｍ"]
[null,null,"⑧ 区間所要水頭 h43",null,"=","⑥＋⑦"]
[null,null,null,null,"=",{"$f":"IF(F723=\"\",\"\",F723)","v":""},"＋",{"$f":"IF(F724=\"\",\"\",F724)","v":0}]
[null,null,null,null,"=",{"$f":"IF(幹栓区間!$F$53=\"\",\"\",幹栓区間!$F$53)","v":""},"ｍ"]
[null,null,"⑨ 累計所要水頭 H43",null,"=","h43＋H42"]
[null,null,null,null,"=",{"$f":"IF(F727=\"\",\"\",F727)","v":""},"＋",{"$f":"IF(F713=\"\",\"\",F713)","v":""}]
[null,null,null,null,"=",{"$f":"IF(幹栓区間!$E$53=\"\",\"\",幹栓区間!$E$53)","v":""},"ｍ"]
[]
[null,"44．区　間",null,{"$f":"IF(幹栓区間!$J$54=\"\",\"\",幹栓区間!$J$54)","v":""}]
[null,null,"① 仮定口径",null,"=",{"$f":"IF(幹栓区間!$L$54=\"\",\"\",幹栓区間!$L$54)","v":""},"ｍｍ"]
[null,null,"② 管延長",null,"=",{"$f":"IF(幹栓区間!$M$54=\"\",\"\",幹栓区間!$M$54)","v":""},"ｍ"]
[null,null,"③ 直管換算長",null,"=",{"$f":"IF(幹栓区間!$AZ$54=\"\",\"\",幹栓区間!$AZ$54)","v":""},"ｍ"]
[null,null,"④ 流量",null,"=",{"$f":"IF(幹栓区間!$H$54=\"\",\"\",幹栓区間!$H$54)","v":""},"Ｌ/sec   ……",null,{"$f":"IF(幹栓区間!$K$10=\"戸\",\"（\"&幹栓区間!K54&\"戸対象）\",\"（\"&幹栓区間!K54&\"人対象）\")","v":"（戸対象）"}]
[null,null,"⑤ 動水勾配",null,"=",{"$f":"IF(幹栓区間!$AH$54=\"\",\"\",幹栓区間!$AH$54)","v":""},"‰",{"$f":"IF(幹栓区間!$AG$54=\"\",\"\",IF(幹栓区間!$AG$54=\"W\",\"（ウエストン公式より）\",\"（Ｈ．ウィリアムス公式より）\"))","v":""}]
[null,null,"⑥ 損失水頭",null,"=","⑤×(②＋③)"]
[null,null,null,null,"=",{"$f":"IF(F737=\"\",\"\",F737/1000)","v":""},"× (",{"$f":"IF(F734=\"\",\"\",F734)","v":""},"＋",{"$f":"IF(F735=\"\",\"\",F735)","v":""},")"]
[null,null,null,null,"=",{"$f":"IF(幹栓区間!$AJ$54=\"\",\"\",幹栓区間!$AJ$54)","v":""},"ｍ"]
[null,null,"⑦ 立上り",null,"=",{"$f":"IF(幹栓区間!$N$54=\"\",0,ROUND(幹栓区間!$N$54,2))","v":0},"ｍ"]
[null,null,"⑧ 区間所要水頭 h44",null,"=","⑥＋⑦"]
[null,null,null,null,"=",{"$f":"IF(F740=\"\",\"\",F740)","v":""},"＋",{"$f":"IF(F741=\"\",\"\",F741)","v":0}]
[null,null,null,null,"=",{"$f":"IF(幹栓区間!$F$54=\"\",\"\",幹栓区間!$F$54)","v":""},"ｍ"]
[null,null,"⑨ 累計所要水頭 H44",null,"=","h44＋H43"]
[null,null,null,null,"=",{"$f":"IF(F744=\"\",\"\",F744)","v":""},"＋",{"$f":"IF(F730=\"\",\"\",F730)","v":""}]
[null,null,null,null,"=",{"$f":"IF(幹栓区間!$E$54=\"\",\"\",幹栓区間!$E$54)","v":""},"ｍ"]
[]
[null,"45．区　間",null,{"$f":"IF(幹栓区間!$J$55=\"\",\"\",幹栓区間!$J$55)","v":""}]
[null,null,"① 仮定口径",null,"=",{"$f":"IF(幹栓区間!$L$55=\"\",\"\",幹栓区間!$L$55)","v":""},"ｍｍ"]
[null,null,"② 管延長",null,"=",{"$f":"IF(幹栓区間!$M$55=\"\",\"\",幹栓区間!$M$55)","v":""},"ｍ"]
[null,null,"③ 直管換算長",null,"=",{"$f":"IF(幹栓区間!$AZ$55=\"\",\"\",幹栓区間!$AZ$55)","v":""},"ｍ"]
[null,null,"④ 流量",null,"=",{"$f":"IF(幹栓区間!$H$55=\"\",\"\",幹栓区間!$H$55)","v":""},"Ｌ/sec   ……",null,{"$f":"IF(幹栓区間!$K$10=\"戸\",\"（\"&幹栓区間!K55&\"戸対象）\",\"（\"&幹栓区間!K55&\"人対象）\")","v":"（戸対象）"}]
[null,null,"⑤ 動水勾配",null,"=",{"$f":"IF(幹栓区間!$AH$55=\"\",\"\",幹栓区間!$AH$55)","v":""},"‰",{"$f":"IF(幹栓区間!$AG$55=\"\",\"\",IF(幹栓区間!$AG$55=\"W\",\"（ウエストン公式より）\",\"（Ｈ．ウィリアムス公式より）\"))","v":""}]
[null,null,"⑥ 損失水頭",null,"=","⑤×(②＋③)"]
[null,null,null,null,"=",{"$f":"IF(F754=\"\",\"\",F754/1000)","v":""},"× (",{"$f":"IF(F751=\"\",\"\",F751)","v":""},"＋",{"$f":"IF(F752=\"\",\"\",F752)","v":""},")"]
[null,null,null,null,"=",{"$f":"IF(幹栓区間!$AJ$55=\"\",\"\",幹栓区間!$AJ$55)","v":""},"ｍ"]
[null,null,"⑦ 立上り",null,"=",{"$f":"IF(幹栓区間!$N$55=\"\",0,ROUND(幹栓区間!$N$55,2))","v":0},"ｍ"]
[null,null,"⑧ 区間所要水頭 h45",null,"=","⑥＋⑦"]
[null,null,null,null,"=",{"$f":"IF(F757=\"\",\"\",F757)","v":""},"＋",{"$f":"IF(F758=\"\",\"\",F758)","v":0}]
[null,null,null,null,"=",{"$f":"IF(幹栓区間!$F$55=\"\",\"\",幹栓区間!$F$55)","v":""},"ｍ"]
[null,null,"⑨ 累計所要水頭 H45",null,"=","h45＋H44"]
[null,null,null,null,"=",{"$f":"IF(F761=\"\",\"\",F761)","v":""},"＋",{"$f":"IF(F747=\"\",\"\",F747)","v":""}]
[null,null,null,null,"=",{"$f":"IF(幹栓区間!$E$55=\"\",\"\",幹栓区間!$E$55)","v":""},"ｍ"]
[]
[null,"46．区　間",null,{"$f":"IF(幹栓区間!$J$56=\"\",\"\",幹栓区間!$J$56)","v":""}]
[null,null,"① 仮定口径",null,"=",{"$f":"IF(幹栓区間!$L$56=\"\",\"\",幹栓区間!$L$56)","v":""},"ｍｍ"]
[null,null,"② 管延長",null,"=",{"$f":"IF(幹栓区間!$M$56=\"\",\"\",幹栓区間!$M$56)","v":""},"ｍ"]
[null,null,"③ 直管換算長",null,"=",{"$f":"IF(幹栓区間!$AZ$56=\"\",\"\",幹栓区間!$AZ$56)","v":""},"ｍ"]
[null,null,"④ 流量",null,"=",{"$f":"IF(幹栓区間!$H$56=\"\",\"\",幹栓区間!$H$56)","v":""},"Ｌ/sec   ……",null,{"$f":"IF(幹栓区間!$K$10=\"戸\",\"（\"&幹栓区間!K56&\"戸対象）\",\"（\"&幹栓区間!K56&\"人対象）\")","v":"（戸対象）"}]
[null,null,"⑤ 動水勾配",null,"=",{"$f":"IF(幹栓区間!$AH$56=\"\",\"\",幹栓区間!$AH$56)","v":""},"‰",{"$f":"IF(幹栓区間!$AG$56=\"\",\"\",IF(幹栓区間!$AG$56=\"W\",\"（ウエストン公式より）\",\"（Ｈ．ウィリアムス公式より）\"))","v":""}]
[null,null,"⑥ 損失水頭",null,"=","⑤×(②＋③)"]
[null,null,null,null,"=",{"$f":"IF(F771=\"\",\"\",F771/1000)","v":""},"× (",{"$f":"IF(F768=\"\",\"\",F768)","v":""},"＋",{"$f":"IF(F769=\"\",\"\",F769)","v":""},")"]
[null,null,null,null,"=",{"$f":"IF(幹栓区間!$AJ$56=\"\",\"\",幹栓区間!$AJ$56)","v":""},"ｍ"]
[null,null,"⑦ 立上り",null,"=",{"$f":"IF(幹栓区間!$N$56=\"\",0,ROUND(幹栓区間!$N$56,2))","v":0},"ｍ"]
[null,null,"⑧ 区間所要水頭 h46",null,"=","⑥＋⑦"]
[null,null,null,null,"=",{"$f":"IF(F774=\"\",\"\",F774)","v":""},"＋",{"$f":"IF(F775=\"\",\"\",F775)","v":0}]
[null,null,null,null,"=",{"$f":"IF(幹栓区間!$F$56=\"\",\"\",幹栓区間!$F$56)","v":""},"ｍ"]
[null,null,"⑨ 累計所要水頭 H46",null,"=","h46＋H45"]
[null,null,null,null,"=",{"$f":"IF(F778=\"\",\"\",F778)","v":""},"＋",{"$f":"IF(F764=\"\",\"\",F764)","v":""}]
[null,null,null,null,"=",{"$f":"IF(幹栓区間!$E$56=\"\",\"\",幹栓区間!$E$56)","v":""},"ｍ"]
[]
[null,"47．区　間",null,{"$f":"IF(幹栓区間!$J$57=\"\",\"\",幹栓区間!$J$57)","v":""}]
[null,null,"① 仮定口径",null,"=",{"$f":"IF(幹栓区間!$L$57=\"\",\"\",幹栓区間!$L$57)","v":""},"ｍｍ"]
[null,null,"② 管延長",null,"=",{"$f":"IF(幹栓区間!$M$57=\"\",\"\",幹栓区間!$M$57)","v":""},"ｍ"]
[null,null,"③ 直管換算長",null,"=",{"$f":"IF(幹栓区間!$AZ$57=\"\",\"\",幹栓区間!$AZ$57)","v":""},"ｍ"]
[null,null,"④ 流量",null,"=",{"$f":"IF(幹栓区間!$H$57=\"\",\"\",幹栓区間!$H$57)","v":""},"Ｌ/sec   ……",null,{"$f":"IF(幹栓区間!$K$10=\"戸\",\"（\"&幹栓区間!K57&\"戸対象）\",\"（\"&幹栓区間!K57&\"人対象）\")","v":"（戸対象）"}]
[null,null,"⑤ 動水勾配",null,"=",{"$f":"IF(幹栓区間!$AH$57=\"\",\"\",幹栓区間!$AH$57)","v":""},"‰",{"$f":"IF(幹栓区間!$AG$57=\"\",\"\",IF(幹栓区間!$AG$57=\"W\",\"（ウエストン公式より）\",\"（Ｈ．ウィリアムス公式より）\"))","v":""}]
[null,null,"⑥ 損失水頭",null,"=","⑤×(②＋③)"]
[null,null,null,null,"=",{"$f":"IF(F788=\"\",\"\",F788/1000)","v":""},"× (",{"$f":"IF(F785=\"\",\"\",F785)","v":""},"＋",{"$f":"IF(F786=\"\",\"\",F786)","v":""},")"]
[null,null,null,null,"=",{"$f":"IF(幹栓区間!$AJ$57=\"\",\"\",幹栓区間!$AJ$57)","v":""},"ｍ"]
[null,null,"⑦ 立上り",null,"=",{"$f":"IF(幹栓区間!$N$57=\"\",0,ROUND(幹栓区間!$N$57,2))","v":0},"ｍ"]
[null,null,"⑧ 区間所要水頭 h47",null,"=","⑥＋⑦"]
[null,null,null,null,"=",{"$f":"IF(F791=\"\",\"\",F791)","v":""},"＋",{"$f":"IF(F792=\"\",\"\",F792)","v":0}]
[null,null,null,null,"=",{"$f":"IF(幹栓区間!$F$57=\"\",\"\",幹栓区間!$F$57)","v":""},"ｍ"]
[null,null,"⑨ 累計所要水頭 H47",null,"=","h47＋H46"]
[null,null,null,null,"=",{"$f":"IF(F795=\"\",\"\",F795)","v":""},"＋",{"$f":"IF(F781=\"\",\"\",F781)","v":""}]
[null,null,null,null,"=",{"$f":"IF(幹栓区間!$E$57=\"\",\"\",幹栓区間!$E$57)","v":""},"ｍ"]
[]
[null,"48．区　間",null,{"$f":"IF(幹栓区間!$J$58=\"\",\"\",幹栓区間!$J$58)","v":""}]
[null,null,"① 仮定口径",null,"=",{"$f":"IF(幹栓区間!$L$58=\"\",\"\",幹栓区間!$L$58)","v":""},"ｍｍ"]
[null,null,"② 管延長",null,"=",{"$f":"IF(幹栓区間!$M$58=\"\",\"\",幹栓区間!$M$58)","v":""},"ｍ"]
[null,null,"③ 直管換算長",null,"=",{"$f":"IF(幹栓区間!$AZ$58=\"\",\"\",幹栓区間!$AZ$58)","v":""},"ｍ"]
[null,null,"④ 流量",null,"=",{"$f":"IF(幹栓区間!$H$58=\"\",\"\",幹栓区間!$H$58)","v":""},"Ｌ/sec   ……",null,{"$f":"IF(幹栓区間!$K$10=\"戸\",\"（\"&幹栓区間!K58&\"戸対象）\",\"（\"&幹栓区間!K58&\"人対象）\")","v":"（戸対象）"}]
[null,null,"⑤ 動水勾配",null,"=",{"$f":"IF(幹栓区間!$AH$58=\"\",\"\",幹栓区間!$AH$58)","v":""},"‰",{"$f":"IF(幹栓区間!$AG$58=\"\",\"\",IF(幹栓区間!$AG$58=\"W\",\"（ウエストン公式より）\",\"（Ｈ．ウィリアムス公式より）\"))","v":""}]
[null,null,"⑥ 損失水頭",null,"=","⑤×(②＋③)"]
[null,null,null,null,"=",{"$f":"IF(F805=\"\",\"\",F805/1000)","v":""},"× (",{"$f":"IF(F802=\"\",\"\",F802)","v":""},"＋",{"$f":"IF(F803=\"\",\"\",F803)","v":""},")"]
[null,null,null,null,"=",{"$f":"IF(幹栓区間!$AJ$58=\"\",\"\",幹栓区間!$AJ$58)","v":""},"ｍ"]
[null,null,"⑦ 立上り",null,"=",{"$f":"IF(幹栓区間!$N$58=\"\",0,ROUND(幹栓区間!$N$58,2))","v":0},"ｍ"]
[null,null,"⑧ 区間所要水頭 h48",null,"=","⑥＋⑦"]
[null,null,null,null,"=",{"$f":"IF(F808=\"\",\"\",F808)","v":""},"＋",{"$f":"IF(F809=\"\",\"\",F809)","v":0}]
[null,null,null,null,"=",{"$f":"IF(幹栓区間!$F$58=\"\",\"\",幹栓区間!$F$58)","v":""},"ｍ"]
[null,null,"⑨ 累計所要水頭 H48",null,"=","h48＋H47"]
[null,null,null,null,"=",{"$f":"IF(F812=\"\",\"\",F812)","v":""},"＋",{"$f":"IF(F798=\"\",\"\",F798)","v":""}]
[null,null,null,null,"=",{"$f":"IF(幹栓区間!$E$58=\"\",\"\",幹栓区間!$E$58)","v":""},"ｍ"]
[]
[null,"49．区　間",null,{"$f":"IF(幹栓区間!$J$59=\"\",\"\",幹栓区間!$J$59)","v":""}]
[null,null,"① 仮定口径",null,"=",{"$f":"IF(幹栓区間!$L$59=\"\",\"\",幹栓区間!$L$59)","v":""},"ｍｍ"]
[null,null,"② 管延長",null,"=",{"$f":"IF(幹栓区間!$M$59=\"\",\"\",幹栓区間!$M$59)","v":""},"ｍ"]
[null,null,"③ 直管換算長",null,"=",{"$f":"IF(幹栓区間!$AZ$59=\"\",\"\",幹栓区間!$AZ$59)","v":""},"ｍ"]
[null,null,"④ 流量",null,"=",{"$f":"IF(幹栓区間!$H$59=\"\",\"\",幹栓区間!$H$59)","v":""},"Ｌ/sec   ……",null,{"$f":"IF(幹栓区間!$K$10=\"戸\",\"（\"&幹栓区間!K59&\"戸対象）\",\"（\"&幹栓区間!K59&\"人対象）\")","v":"（戸対象）"}]
[null,null,"⑤ 動水勾配",null,"=",{"$f":"IF(幹栓区間!$AH$59=\"\",\"\",幹栓区間!$AH$59)","v":""},"‰",{"$f":"IF(幹栓区間!$AG$59=\"\",\"\",IF(幹栓区間!$AG$59=\"W\",\"（ウエストン公式より）\",\"（Ｈ．ウィリアムス公式より）\"))","v":""}]
[null,null,"⑥ 損失水頭",null,"=","⑤×(②＋③)"]
[null,null,null,null,"=",{"$f":"IF(F822=\"\",\"\",F822/1000)","v":""},"× (",{"$f":"IF(F819=\"\",\"\",F819)","v":""},"＋",{"$f":"IF(F820=\"\",\"\",F820)","v":""},")"]
[null,null,null,null,"=",{"$f":"IF(幹栓区間!$AJ$59=\"\",\"\",幹栓区間!$AJ$59)","v":""},"ｍ"]
[null,null,"⑦ 立上り",null,"=",{"$f":"IF(幹栓区間!$N$59=\"\",0,ROUND(幹栓区間!$N$59,2))","v":0},"ｍ"]
[null,null,"⑧ 区間所要水頭 h49",null,"=","⑥＋⑦"]
[null,null,null,null,"=",{"$f":"IF(F825=\"\",\"\",F825)","v":""},"＋",{"$f":"IF(F826=\"\",\"\",F826)","v":0}]
[null,null,null,null,"=",{"$f":"IF(幹栓区間!$F$59=\"\",\"\",幹栓区間!$F$59)","v":""},"ｍ"]
[null,null,"⑨ 累計所要水頭 H49",null,"=","h49＋H48"]
[null,null,null,null,"=",{"$f":"IF(F829=\"\",\"\",F829)","v":""},"＋",{"$f":"IF(F815=\"\",\"\",F815)","v":""}]
[null,null,null,null,"=",{"$f":"IF(幹栓区間!$E$59=\"\",\"\",幹栓区間!$E$59)","v":""},"ｍ"]
[]
[null,"50．区　間",null,{"$f":"IF(幹栓区間!$J$60=\"\",\"\",幹栓区間!$J$60)","v":""}]
[null,null,"① 仮定口径",null,"=",{"$f":"IF(幹栓区間!$L$60=\"\",\"\",幹栓区間!$L$60)","v":""},"ｍｍ"]
[null,null,"② 管延長",null,"=",{"$f":"IF(幹栓区間!$M$60=\"\",\"\",幹栓区間!$M$60)","v":""},"ｍ"]
[null,null,"③ 直管換算長",null,"=",{"$f":"IF(幹栓区間!$AZ$60=\"\",\"\",幹栓区間!$AZ$60)","v":""},"ｍ"]
[null,null,"④ 流量",null,"=",{"$f":"IF(幹栓区間!$H$60=\"\",\"\",幹栓区間!$H$60)","v":""},"Ｌ/sec   ……",null,{"$f":"IF(幹栓区間!$K$10=\"戸\",\"（\"&幹栓区間!K60&\"戸対象）\",\"（\"&幹栓区間!K60&\"人対象）\")","v":"（戸対象）"}]
[null,null,"⑤ 動水勾配",null,"=",{"$f":"IF(幹栓区間!$AH$60=\"\",\"\",幹栓区間!$AH$60)","v":""},"‰",{"$f":"IF(幹栓区間!$AG$60=\"\",\"\",IF(幹栓区間!$AG$60=\"W\",\"（ウエストン公式より）\",\"（Ｈ．ウィリアムス公式より）\"))","v":""}]
[null,null,"⑥ 損失水頭",null,"=","⑤×(②＋③)"]
[null,null,null,null,"=",{"$f":"IF(F839=\"\",\"\",F839/1000)","v":""},"× (",{"$f":"IF(F836=\"\",\"\",F836)","v":""},"＋",{"$f":"IF(F837=\"\",\"\",F837)","v":""},")"]
[null,null,null,null,"=",{"$f":"IF(幹栓区間!$AJ$60=\"\",\"\",幹栓区間!$AJ$60)","v":""},"ｍ"]
[null,null,"⑦ 立上り",null,"=",{"$f":"IF(幹栓区間!$N$60=\"\",0,ROUND(幹栓区間!$N$60,2))","v":0},"ｍ"]
[null,null,"⑧ 区間所要水頭 h50",null,"=","⑥＋⑦"]
[null,null,null,null,"=",{"$f":"IF(F842=\"\",\"\",F842)","v":""},"＋",{"$f":"IF(F843=\"\",\"\",F843)","v":0}]
[null,null,null,null,"=",{"$f":"IF(幹栓区間!$F$60=\"\",\"\",幹栓区間!$F$60)","v":""},"ｍ"]
[null,null,"⑨ 累計所要水頭 H50",null,"=","h50＋H49"]
[null,null,null,null,"=",{"$f":"IF(F846=\"\",\"\",F846)","v":""},"＋",{"$f":"IF(F832=\"\",\"\",F832)","v":""}]
[null,null,null,null,"=",{"$f":"IF(幹栓区間!$E$60=\"\",\"\",幹栓区間!$E$60)","v":""},"ｍ"]

{"sheet":"5区間計算幹栓安全無他損失有","index":52,"n_rows":899,"n_cols":11,"rows_kept":899,"cut":false,"hidden":true,"merged":[[874,7,874,11],[892,7,892,11],[766,7,766,11],[784,7,784,11],[802,7,802,11],[820,7,820,11],[838,7,838,11],[856,7,856,11],[748,7,748,11],[550,7,550,11],[568,7,568,11],[586,7,586,11],[604,7,604,11],[622,7,622,11],[640,7,640,11],[658,7,658,11],[676,7,676,11],[694,7,694,11],[712,7,712,11],[730,7,730,11],[532,7,532,11],[334,7,334,11],[352,7,352,11],[370,7,370,11],[388,7,388,11],[406,7,406,11],[424,7,424,11],[442,7,442,11],[460,7,460,11],[478,7,478,11],[496,7,496,11],[514,7,514,11],[316,7,316,11],[118,7,118,11],[136,7,136,11],[154,7,154,11],[172,7,172,11],[190,7,190,11],[208,7,208,11],[226,7,226,11],[244,7,244,11],[262,7,262,11],[280,7,280,11],[298,7,298,11],[100,7,100,11],[10,7,10,11],[28,7,28,11],[46,7,46,11],[64,7,64,11],[82,7,82,11]]}
[null,"１．区　間",null,{"$f":"IF(幹栓区間!$J$11=\"\",\"\",幹栓区間!$J$11)","v":"A-B"}]
[null,null,"① 仮定口径",null,"=",{"$f":"IF(幹栓区間!$L$11=\"\",\"\",幹栓区間!$L$11)","v":40},"ｍｍ"]
[null,null,"② 管延長",null,"=",{"$f":"IF(幹栓区間!$M$11=\"\",\"\",幹栓区間!$M$11)","v":2},"ｍ"]
[null,null,"③ 直管換算長",null,"=",{"$f":"IF(幹栓区間!$AZ$11=\"\",\"\",幹栓区間!$AZ$11)","v":1},"ｍ"]
[null,null,"④ 流量",null,"=",{"$f":"IF(幹栓区間!$H$11=\"\",\"\",幹栓区間!$H$11)","v":0.88},"Ｌ/sec   ……",null,{"$f":"IF(幹栓区間!$K$10=\"戸\",\"（\"&幹栓区間!K11&\"戸対象）\",\"（\"&幹栓区間!K11&\"人対象）\")","v":"（2戸対象）"}]
[null,null,"⑤ 動水勾配",null,"=",{"$f":"IF(幹栓区間!$AH$11=\"\",\"\",幹栓区間!$AH$11)","v":18},"‰",{"$f":"IF(幹栓区間!$AG$11=\"\",\"\",IF(幹栓区間!$AG$11=\"W\",\"（ウエストン公式より）\",\"（Ｈ．ウィリアムス公式より）\"))","v":"（ウエストン公式より）"}]
[null,null,"⑥ 損失水頭",null,"=","⑤×(②＋③)"]
[null,null,null,null,"=",{"$f":"IF(F6=\"\",\"\",F6/1000)","v":1.7999999999999999E-2},"× (",{"$f":"IF(F3=\"\",\"\",F3)","v":2},"＋",{"$f":"IF(F4=\"\",\"\",F4)","v":1},")"]
[null,null,null,null,"=",{"$f":"IF(幹栓区間!$AJ$11=\"\",\"\",幹栓区間!$AJ$11)","v":0.06},"ｍ"]
[null,null,"⑦ 立上り",null,"=",{"$f":"IF(幹栓区間!$N$11=\"\",0,ROUND(幹栓区間!$N$11,2))","v":0},"ｍ"]
[null,null,"⑧ 他損失水頭等",null,"=",{"$f":"IF(幹栓区間!$AD$11=\"\",0,ROUND(幹栓区間!$AD$11,2))","v":0.3},"ｍ",{"$f":"IF(幹栓区間!$AE$11=\"\",\"\",\"（\"&幹栓区間!$AE$11&\"）\")","v":"（給水用具の損失水頭）"}]
[null,null,"⑨ 区間所要水頭 h1",null,"=","⑥＋⑦＋⑧"]
[null,null,null,null,"=",{"$f":"IF(F9=\"\",\"\",F9)","v":0.06},"＋",{"$f":"IF(F10=\"\",\"\",F10)","v":0},"＋",{"$f":"IF(F11=\"\",\"\",F11)","v":0.3}]
[null,null,null,null,"=",{"$f":"IF(幹栓区間!$F$11=\"\",\"\",幹栓区間!$F$11)","v":0.06},"ｍ"]
[null,null,"⑩ 累計所要水頭 H1",null,"=","h1"]
[null,null,null,null,"=",{"$f":"IF(幹栓区間!$E$11=\"\",\"\",幹栓区間!$E$11)","v":0.06},"ｍ"]
[]
[]
[null,"２．区　間",null,{"$f":"IF(幹栓区間!$J$12=\"\",\"\",幹栓区間!$J$12)","v":"B-C"}]
[null,null,"① 仮定口径",null,"=",{"$f":"IF(幹栓区間!$L$12=\"\",\"\",幹栓区間!$L$12)","v":40},"ｍｍ"]
[null,null,"② 管延長",null,"=",{"$f":"IF(幹栓区間!$M$12=\"\",\"\",幹栓区間!$M$12)","v":1},"ｍ"]
[null,null,"③ 直管換算長",null,"=",{"$f":"IF(幹栓区間!$AZ$12=\"\",\"\",幹栓区間!$AZ$12)","v":26},"ｍ"]
[null,null,"④ 流量",null,"=",{"$f":"IF(幹栓区間!$H$12=\"\",\"\",幹栓区間!$H$12)","v":1.01},"Ｌ/sec   ……",null,{"$f":"IF(幹栓区間!$K$10=\"戸\",\"（\"&幹栓区間!K12&\"戸対象）\",\"（\"&幹栓区間!K12&\"人対象）\")","v":"（3戸対象）"}]
[null,null,"⑤ 動水勾配",null,"=",{"$f":"IF(幹栓区間!$AH$12=\"\",\"\",幹栓区間!$AH$12)","v":23},"‰",{"$f":"IF(幹栓区間!$AG$12=\"\",\"\",IF(幹栓区間!$AG$12=\"W\",\"（ウエストン公式より）\",\"（Ｈ．ウィリアムス公式より）\"))","v":"（ウエストン公式より）"}]
[null,null,"⑥ 損失水頭",null,"=","⑤×(②＋③)"]
[null,null,null,null,"=",{"$f":"IF(F24=\"\",\"\",F24/1000)","v":2.3E-2},"× (",{"$f":"IF(F21=\"\",\"\",F21)","v":1},"＋",{"$f":"IF(F22=\"\",\"\",F22)","v":26},")"]
[null,null,null,null,"=",{"$f":"IF(幹栓区間!$AJ$12=\"\",\"\",幹栓区間!$AJ$12)","v":0.68},"ｍ"]
[null,null,"⑦ 立上り",null,"=",{"$f":"IF(幹栓区間!$N$12=\"\",0,ROUND(幹栓区間!$N$12,2))","v":0},"ｍ"]
[null,null,"⑧ 他損失水頭等",null,"=",{"$f":"IF(幹栓区間!$AD$12=\"\",0,ROUND(幹栓区間!$AD$12,2))","v":0},"ｍ",{"$f":"IF(幹栓区間!$AE$12=\"\",\"\",\"（\"&幹栓区間!$AE$12&\"）\")","v":""}]
[null,null,"⑨ 区間所要水頭 h2",null,"=","⑥＋⑦＋⑧"]
[null,null,null,null,"=",{"$f":"IF(F27=\"\",\"\",F27)","v":0.68},"＋",{"$f":"IF(F28=\"\",\"\",F28)","v":0},"＋",{"$f":"IF(F29=\"\",\"\",F29)","v":0}]
[null,null,null,null,"=",{"$f":"IF(幹栓区間!$F$12=\"\",\"\",幹栓区間!$F$12)","v":0.68},"ｍ"]
[null,null,"⑩ 累計所要水頭 H2",null,"=","h2＋H1"]
[null,null,null,null,"=",{"$f":"IF(F32=\"\",\"\",F32)","v":0.68},"＋",{"$f":"IF(F16=\"\",\"\",F16)","v":0.06}]
[null,null,null,null,"=",{"$f":"IF(幹栓区間!$E$12=\"\",\"\",幹栓区間!$E$12)","v":0.74},"ｍ"]
[]
[null,"３．区　間",null,{"$f":"IF(幹栓区間!$J$13=\"\",\"\",幹栓区間!$J$13)","v":"C-D"}]
[null,null,"① 仮定口径",null,"=",{"$f":"IF(幹栓区間!$L$13=\"\",\"\",幹栓区間!$L$13)","v":40},"ｍｍ"]
[null,null,"② 管延長",null,"=",{"$f":"IF(幹栓区間!$M$13=\"\",\"\",幹栓区間!$M$13)","v":7},"ｍ"]
[null,null,"③ 直管換算長",null,"=",{"$f":"IF(幹栓区間!$AZ$13=\"\",\"\",幹栓区間!$AZ$13)","v":0},"ｍ"]
[null,null,"④ 流量",null,"=",{"$f":"IF(幹栓区間!$H$13=\"\",\"\",幹栓区間!$H$13)","v":1.1100000000000001},"Ｌ/sec   ……",null,{"$f":"IF(幹栓区間!$K$10=\"戸\",\"（\"&幹栓区間!K13&\"戸対象）\",\"（\"&幹栓区間!K13&\"人対象）\")","v":"（4戸対象）"}]
[null,null,"⑤ 動水勾配",null,"=",{"$f":"IF(幹栓区間!$AH$13=\"\",\"\",幹栓区間!$AH$13)","v":27},"‰",{"$f":"IF(幹栓区間!$AG$13=\"\",\"\",IF(幹栓区間!$AG$13=\"W\",\"（ウエストン公式より）\",\"（Ｈ．ウィリアムス公式より）\"))","v":"（ウエストン公式より）"}]
[null,null,"⑥ 損失水頭",null,"=","⑤×(②＋③)"]
[null,null,null,null,"=",{"$f":"IF(F42=\"\",\"\",F42/1000)","v":2.7E-2},"× (",{"$f":"IF(F39=\"\",\"\",F39)","v":7},"＋",{"$f":"IF(F40=\"\",\"\",F40)","v":0},")"]
[null,null,null,null,"=",{"$f":"IF(幹栓区間!$AJ$13=\"\",\"\",幹栓区間!$AJ$13)","v":0.21},"ｍ"]
[null,null,"⑦ 立上り",null,"=",{"$f":"IF(幹栓区間!$N$13=\"\",0,ROUND(幹栓区間!$N$13,2))","v":0},"ｍ"]
[null,null,"⑧ 他損失水頭等",null,"=",{"$f":"IF(幹栓区間!$AD$13=\"\",0,ROUND(幹栓区間!$AD$13,2))","v":0},"ｍ",{"$f":"IF(幹栓区間!$AE$13=\"\",\"\",\"（\"&幹栓区間!$AE$13&\"）\")","v":""}]
[null,null,"⑨ 区間所要水頭 h3",null,"=","⑥＋⑦＋⑧"]
[null,null,null,null,"=",{"$f":"IF(F45=\"\",\"\",F45)","v":0.21},"＋",{"$f":"IF(F46=\"\",\"\",F46)","v":0},"＋",{"$f":"IF(F47=\"\",\"\",F47)","v":0}]
[null,null,null,null,"=",{"$f":"IF(幹栓区間!$F$13=\"\",\"\",幹栓区間!$F$13)","v":0.21},"ｍ"]
[null,null,"⑩ 累計所要水頭 H3",null,"=","h3＋H2"]
[null,null,null,null,"=",{"$f":"IF(F50=\"\",\"\",F50)","v":0.21},"＋",{"$f":"IF(F35=\"\",\"\",F35)","v":0.74}]
[null,null,null,null,"=",{"$f":"IF(幹栓区間!$E$13=\"\",\"\",幹栓区間!$E$13)","v":0.95},"ｍ"]
[]
[null,"４．区　間",null,{"$f":"IF(幹栓区間!$J$14=\"\",\"\",幹栓区間!$J$14)","v":"D-E"}]
[null,null,"① 仮定口径",null,"=",{"$f":"IF(幹栓区間!$L$14=\"\",\"\",幹栓区間!$L$14)","v":40},"ｍｍ"]
[null,null,"② 管延長",null,"=",{"$f":"IF(幹栓区間!$M$14=\"\",\"\",幹栓区間!$M$14)","v":1},"ｍ"]
[null,null,"③ 直管換算長",null,"=",{"$f":"IF(幹栓区間!$AZ$14=\"\",\"\",幹栓区間!$AZ$14)","v":13.5},"ｍ"]
[null,null,"④ 流量",null,"=",{"$f":"IF(幹栓区間!$H$14=\"\",\"\",幹栓区間!$H$14)","v":1.19},"Ｌ/sec   ……",null,{"$f":"IF(幹栓区間!$K$10=\"戸\",\"（\"&幹栓区間!K14&\"戸対象）\",\"（\"&幹栓区間!K14&\"人対象）\")","v":"（5戸対象）"}]
[null,null,"⑤ 動水勾配",null,"=",{"$f":"IF(幹栓区間!$AH$14=\"\",\"\",幹栓区間!$AH$14)","v":30},"‰",{"$f":"IF(幹栓区間!$AG$14=\"\",\"\",IF(幹栓区間!$AG$14=\"W\",\"（ウエストン公式より）\",\"（Ｈ．ウィリアムス公式より）\"))","v":"（ウエストン公式より）"}]
[null,null,"⑥ 損失水頭",null,"=","⑤×(②＋③)"]
[null,null,null,null,"=",{"$f":"IF(F60=\"\",\"\",F60/1000)","v":0.03},"× (",{"$f":"IF(F57=\"\",\"\",F57)","v":1},"＋",{"$f":"IF(F58=\"\",\"\",F58)","v":13.5},")"]
[null,null,null,null,"=",{"$f":"IF(幹栓区間!$AJ$14=\"\",\"\",幹栓区間!$AJ$14)","v":0.48},"ｍ"]
[null,null,"⑦ 立上り",null,"=",{"$f":"IF(幹栓区間!$N$14=\"\",0,ROUND(幹栓区間!$N$14,2))","v":0},"ｍ"]
[null,null,"⑧ 他損失水頭等",null,"=",{"$f":"IF(幹栓区間!$AD$14=\"\",0,ROUND(幹栓区間!$AD$14,2))","v":0},"ｍ",{"$f":"IF(幹栓区間!$AE$14=\"\",\"\",\"（\"&幹栓区間!$AE$14&\"）\")","v":""}]
[null,null,"⑨ 区間所要水頭 h4",null,"=","⑥＋⑦＋⑧"]
[null,null,null,null,"=",{"$f":"IF(F63=\"\",\"\",F63)","v":0.48},"＋",{"$f":"IF(F64=\"\",\"\",F64)","v":0},"＋",{"$f":"IF(F65=\"\",\"\",F65)","v":0}]
[null,null,null,null,"=",{"$f":"IF(幹栓区間!$F$14=\"\",\"\",幹栓区間!$F$14)","v":0.48},"ｍ"]
[null,null,"⑩ 累計所要水頭 H4",null,"=","h4＋H3"]
[null,null,null,null,"=",{"$f":"IF(F68=\"\",\"\",F68)","v":0.48},"＋",{"$f":"IF(F53=\"\",\"\",F53)","v":0.95}]
[null,null,null,null,"=",{"$f":"IF(幹栓区間!$E$14=\"\",\"\",幹栓区間!$E$14)","v":1.43},"ｍ"]
[]
[null,"５．区　間",null,{"$f":"IF(幹栓区間!$J$15=\"\",\"\",幹栓区間!$J$15)","v":"E-F"}]
[null,null,"① 仮定口径",null,"=",{"$f":"IF(幹栓区間!$L$15=\"\",\"\",幹栓区間!$L$15)","v":40},"ｍｍ"]
[null,null,"② 管延長",null,"=",{"$f":"IF(幹栓区間!$M$15=\"\",\"\",幹栓区間!$M$15)","v":2},"ｍ"]
[null,null,"③ 直管換算長",null,"=",{"$f":"IF(幹栓区間!$AZ$15=\"\",\"\",幹栓区間!$AZ$15)","v":0.3},"ｍ"]
[null,null,"④ 流量",null,"=",{"$f":"IF(幹栓区間!$H$15=\"\",\"\",幹栓区間!$H$15)","v":1.26},"Ｌ/sec   ……",null,{"$f":"IF(幹栓区間!$K$10=\"戸\",\"（\"&幹栓区間!K15&\"戸対象）\",\"（\"&幹栓区間!K15&\"人対象）\")","v":"（6戸対象）"}]
[null,null,"⑤ 動水勾配",null,"=",{"$f":"IF(幹栓区間!$AH$15=\"\",\"\",幹栓区間!$AH$15)","v":33},"‰",{"$f":"IF(幹栓区間!$AG$15=\"\",\"\",IF(幹栓区間!$AG$15=\"W\",\"（ウエストン公式より）\",\"（Ｈ．ウィリアムス公式より）\"))","v":"（ウエストン公式より）"}]
[null,null,"⑥ 損失水頭",null,"=","⑤×(②＋③)"]
[null,null,null,null,"=",{"$f":"IF(F78=\"\",\"\",F78/1000)","v":3.3000000000000002E-2},"× (",{"$f":"IF(F75=\"\",\"\",F75)","v":2},"＋",{"$f":"IF(F76=\"\",\"\",F76)","v":0.3},")"]
[null,null,null,null,"=",{"$f":"IF(幹栓区間!$AJ$15=\"\",\"\",幹栓区間!$AJ$15)","v":0.08},"ｍ"]
[null,null,"⑦ 立上り",null,"=",{"$f":"IF(幹栓区間!$N$15=\"\",0,ROUND(幹栓区間!$N$15,2))","v":0},"ｍ"]
[null,null,"⑧ 他損失水頭等",null,"=",{"$f":"IF(幹栓区間!$AD$15=\"\",0,ROUND(幹栓区間!$AD$15,2))","v":0},"ｍ",{"$f":"IF(幹栓区間!$AE$15=\"\",\"\",\"（\"&幹栓区間!$AE$15&\"）\")","v":""}]
[null,null,"⑨ 区間所要水頭 h5",null,"=","⑥＋⑦＋⑧"]
[null,null,null,null,"=",{"$f":"IF(F81=\"\",\"\",F81)","v":0.08},"＋",{"$f":"IF(F82=\"\",\"\",F82)","v":0},"＋",{"$f":"IF(F83=\"\",\"\",F83)","v":0}]
[null,null,null,null,"=",{"$f":"IF(幹栓区間!$F$15=\"\",\"\",幹栓区間!$F$15)","v":0.08},"ｍ"]
[null,null,"⑩ 累計所要水頭 H5",null,"=","h5＋H4"]
[null,null,null,null,"=",{"$f":"IF(F86=\"\",\"\",F86)","v":0.08},"＋",{"$f":"IF(F71=\"\",\"\",F71)","v":1.43}]
[null,null,null,null,"=",{"$f":"IF(幹栓区間!$E$15=\"\",\"\",幹栓区間!$E$15)","v":1.51},"ｍ"]
[]
[null,"６．区　間",null,{"$f":"IF(幹栓区間!$J$16=\"\",\"\",幹栓区間!$J$16)","v":"F-G"}]
[null,null,"① 仮定口径",null,"=",{"$f":"IF(幹栓区間!$L$16=\"\",\"\",幹栓区間!$L$16)","v":40},"ｍｍ"]
[null,null,"② 管延長",null,"=",{"$f":"IF(幹栓区間!$M$16=\"\",\"\",幹栓区間!$M$16)","v":1},"ｍ"]
[null,null,"③ 直管換算長",null,"=",{"$f":"IF(幹栓区間!$AZ$16=\"\",\"\",幹栓区間!$AZ$16)","v":13.5},"ｍ"]
[null,null,"④ 流量",null,"=",{"$f":"IF(幹栓区間!$H$16=\"\",\"\",幹栓区間!$H$16)","v":1.33},"Ｌ/sec   ……",null,{"$f":"IF(幹栓区間!$K$10=\"戸\",\"（\"&幹栓区間!K16&\"戸対象）\",\"（\"&幹栓区間!K16&\"人対象）\")","v":"（7戸対象）"}]
[null,null,"⑤ 動水勾配",null,"=",{"$f":"IF(幹栓区間!$AH$16=\"\",\"\",幹栓区間!$AH$16)","v":37},"‰",{"$f":"IF(幹栓区間!$AG$16=\"\",\"\",IF(幹栓区間!$AG$16=\"W\",\"（ウエストン公式より）\",\"（Ｈ．ウィリアムス公式より）\"))","v":"（ウエストン公式より）"}]
[null,null,"⑥ 損失水頭",null,"=","⑤×(②＋③)"]
[null,null,null,null,"=",{"$f":"IF(F96=\"\",\"\",F96/1000)","v":3.6999999999999998E-2},"× (",{"$f":"IF(F93=\"\",\"\",F93)","v":1},"＋",{"$f":"IF(F94=\"\",\"\",F94)","v":13.5},")"]
[null,null,null,null,"=",{"$f":"IF(幹栓区間!$AJ$16=\"\",\"\",幹栓区間!$AJ$16)","v":0.59},"ｍ"]
[null,null,"⑦ 立上り",null,"=",{"$f":"IF(幹栓区間!$N$16=\"\",0,ROUND(幹栓区間!$N$16,2))","v":0},"ｍ"]
[null,null,"⑧ 他損失水頭等",null,"=",{"$f":"IF(幹栓区間!$AD$16=\"\",0,ROUND(幹栓区間!$AD$16,2))","v":0},"ｍ",{"$f":"IF(幹栓区間!$AE$16=\"\",\"\",\"（\"&幹栓区間!$AE$16&\"）\")","v":""}]
[null,null,"⑨ 区間所要水頭 h6",null,"=","⑥＋⑦＋⑧"]
[null,null,null,null,"=",{"$f":"IF(F99=\"\",\"\",F99)","v":0.59},"＋",{"$f":"IF(F100=\"\",\"\",F100)","v":0},"＋",{"$f":"IF(F101=\"\",\"\",F101)","v":0}]
[null,null,null,null,"=",{"$f":"IF(幹栓区間!$F$16=\"\",\"\",幹栓区間!$F$16)","v":0.59},"ｍ"]
[null,null,"⑩ 累計所要水頭 H6",null,"=","h6＋H5"]
[null,null,null,null,"=",{"$f":"IF(F104=\"\",\"\",F104)","v":0.59},"＋",{"$f":"IF(F89=\"\",\"\",F89)","v":1.51}]
[null,null,null,null,"=",{"$f":"IF(幹栓区間!$E$16=\"\",\"\",幹栓区間!$E$16)","v":2.1},"ｍ"]
[]
[null,"７．区　間",null,{"$f":"IF(幹栓区間!$J$17=\"\",\"\",幹栓区間!$J$17)","v":"G-H"}]
[null,null,"① 仮定口径",null,"=",{"$f":"IF(幹栓区間!$L$17=\"\",\"\",幹栓区間!$L$17)","v":40},"ｍｍ"]
[null,null,"② 管延長",null,"=",{"$f":"IF(幹栓区間!$M$17=\"\",\"\",幹栓区間!$M$17)","v":7},"ｍ"]
[null,null,"③ 直管換算長",null,"=",{"$f":"IF(幹栓区間!$AZ$17=\"\",\"\",幹栓区間!$AZ$17)","v":0.3},"ｍ"]
[null,null,"④ 流量",null,"=",{"$f":"IF(幹栓区間!$H$17=\"\",\"\",幹栓区間!$H$17)","v":1.39},"Ｌ/sec   ……",null,{"$f":"IF(幹栓区間!$K$10=\"戸\",\"（\"&幹栓区間!K17&\"戸対象）\",\"（\"&幹栓区間!K17&\"人対象）\")","v":"（8戸対象）"}]
[null,null,"⑤ 動水勾配",null,"=",{"$f":"IF(幹栓区間!$AH$17=\"\",\"\",幹栓区間!$AH$17)","v":40},"‰",{"$f":"IF(幹栓区間!$AG$17=\"\",\"\",IF(幹栓区間!$AG$17=\"W\",\"（ウエストン公式より）\",\"（Ｈ．ウィリアムス公式より）\"))","v":"（ウエストン公式より）"}]
[null,null,"⑥ 損失水頭",null,"=","⑤×(②＋③)"]
[null,null,null,null,"=",{"$f":"IF(F114=\"\",\"\",F114/1000)","v":0.04},"× (",{"$f":"IF(F111=\"\",\"\",F111)","v":7},"＋",{"$f":"IF(F112=\"\",\"\",F112)","v":0.3},")"]
[null,null,null,null,"=",{"$f":"IF(幹栓区間!$AJ$17=\"\",\"\",幹栓区間!$AJ$17)","v":0.32},"ｍ"]
[null,null,"⑦ 立上り",null,"=",{"$f":"IF(幹栓区間!$N$17=\"\",0,ROUND(幹栓区間!$N$17,2))","v":0},"ｍ"]
[null,null,"⑧ 他損失水頭等",null,"=",{"$f":"IF(幹栓区間!$AD$17=\"\",0,ROUND(幹栓区間!$AD$17,2))","v":0},"ｍ",{"$f":"IF(幹栓区間!$AE$17=\"\",\"\",\"（\"&幹栓区間!$AE$17&\"）\")","v":""}]
[null,null,"⑨ 区間所要水頭 h7",null,"=","⑥＋⑦＋⑧"]
[null,null,null,null,"=",{"$f":"IF(F117=\"\",\"\",F117)","v":0.32},"＋",{"$f":"IF(F118=\"\",\"\",F118)","v":0},"＋",{"$f":"IF(F119=\"\",\"\",F119)","v":0}]
[null,null,null,null,"=",{"$f":"IF(幹栓区間!$F$17=\"\",\"\",幹栓区間!$F$17)","v":0.32},"ｍ"]
[null,null,"⑩ 累計所要水頭 H7",null,"=","h7＋H6"]
[null,null,null,null,"=",{"$f":"IF(F122=\"\",\"\",F122)","v":0.32},"＋",{"$f":"IF(F107=\"\",\"\",F107)","v":2.1}]
[null,null,null,null,"=",{"$f":"IF(幹栓区間!$E$17=\"\",\"\",幹栓区間!$E$17)","v":2.42},"ｍ"]
[]
[null,"８．区　間",null,{"$f":"IF(幹栓区間!$J$18=\"\",\"\",幹栓区間!$J$18)","v":"H-I"}]
[null,null,"① 仮定口径",null,"=",{"$f":"IF(幹栓区間!$L$18=\"\",\"\",幹栓区間!$L$18)","v":40},"ｍｍ"]
[null,null,"② 管延長",null,"=",{"$f":"IF(幹栓区間!$M$18=\"\",\"\",幹栓区間!$M$18)","v":1},"ｍ"]
[null,null,"③ 直管換算長",null,"=",{"$f":"IF(幹栓区間!$AZ$18=\"\",\"\",幹栓区間!$AZ$18)","v":9.5},"ｍ"]
[null,null,"④ 流量",null,"=",{"$f":"IF(幹栓区間!$H$18=\"\",\"\",幹栓区間!$H$18)","v":1.45},"Ｌ/sec   ……",null,{"$f":"IF(幹栓区間!$K$10=\"戸\",\"（\"&幹栓区間!K18&\"戸対象）\",\"（\"&幹栓区間!K18&\"人対象）\")","v":"（9戸対象）"}]
[null,null,"⑤ 動水勾配",null,"=",{"$f":"IF(幹栓区間!$AH$18=\"\",\"\",幹栓区間!$AH$18)","v":43},"‰",{"$f":"IF(幹栓区間!$AG$18=\"\",\"\",IF(幹栓区間!$AG$18=\"W\",\"（ウエストン公式より）\",\"（Ｈ．ウィリアムス公式より）\"))","v":"（ウエストン公式より）"}]
[null,null,"⑥ 損失水頭",null,"=","⑤×(②＋③)"]
[null,null,null,null,"=",{"$f":"IF(F132=\"\",\"\",F132/1000)","v":4.2999999999999997E-2},"× (",{"$f":"IF(F129=\"\",\"\",F129)","v":1},"＋",{"$f":"IF(F130=\"\",\"\",F130)","v":9.5},")"]
[null,null,null,null,"=",{"$f":"IF(幹栓区間!$AJ$18=\"\",\"\",幹栓区間!$AJ$18)","v":0.5},"ｍ"]
[null,null,"⑦ 立上り",null,"=",{"$f":"IF(幹栓区間!$N$18=\"\",0,ROUND(幹栓区間!$N$18,2))","v":0},"ｍ"]
[null,null,"⑧ 他損失水頭等",null,"=",{"$f":"IF(幹栓区間!$AD$18=\"\",0,ROUND(幹栓区間!$AD$18,2))","v":0},"ｍ",{"$f":"IF(幹栓区間!$AE$18=\"\",\"\",\"（\"&幹栓区間!$AE$18&\"）\")","v":""}]
[null,null,"⑨ 区間所要水頭 h8",null,"=","⑥＋⑦＋⑧"]
[null,null,null,null,"=",{"$f":"IF(F135=\"\",\"\",F135)","v":0.5},"＋",{"$f":"IF(F136=\"\",\"\",F136)","v":0},"＋",{"$f":"IF(F137=\"\",\"\",F137)","v":0}]
[null,null,null,null,"=",{"$f":"IF(幹栓区間!$F$18=\"\",\"\",幹栓区間!$F$18)","v":0.5},"ｍ"]
[null,null,"⑩ 累計所要水頭 H8",null,"=","h8＋H7"]
[null,null,null,null,"=",{"$f":"IF(F140=\"\",\"\",F140)","v":0.5},"＋",{"$f":"IF(F125=\"\",\"\",F125)","v":2.42}]
[null,null,null,null,"=",{"$f":"IF(幹栓区間!$E$18=\"\",\"\",幹栓区間!$E$18)","v":2.92},"ｍ"]
[]
[null,"９．区　間",null,{"$f":"IF(幹栓区間!$J$19=\"\",\"\",幹栓区間!$J$19)","v":"I-J"}]
[null,null,"① 仮定口径",null,"=",{"$f":"IF(幹栓区間!$L$19=\"\",\"\",幹栓区間!$L$19)","v":40},"ｍｍ"]
[null,null,"② 管延長",null,"=",{"$f":"IF(幹栓区間!$M$19=\"\",\"\",幹栓区間!$M$19)","v":2},"ｍ"]
[null,null,"③ 直管換算長",null,"=",{"$f":"IF(幹栓区間!$AZ$19=\"\",\"\",幹栓区間!$AZ$19)","v":1.5},"ｍ"]
[null,null,"④ 流量",null,"=",{"$f":"IF(幹栓区間!$H$19=\"\",\"\",幹栓区間!$H$19)","v":1.48},"Ｌ/sec   ……",null,{"$f":"IF(幹栓区間!$K$10=\"戸\",\"（\"&幹栓区間!K19&\"戸対象）\",\"（\"&幹栓区間!K19&\"人対象）\")","v":"（10戸対象）"}]
[null,null,"⑤ 動水勾配",null,"=",{"$f":"IF(幹栓区間!$AH$19=\"\",\"\",幹栓区間!$AH$19)","v":44},"‰",{"$f":"IF(幹栓区間!$AG$19=\"\",\"\",IF(幹栓区間!$AG$19=\"W\",\"（ウエストン公式より）\",\"（Ｈ．ウィリアムス公式より）\"))","v":"（ウエストン公式より）"}]
[null,null,"⑥ 損失水頭",null,"=","⑤×(②＋③)"]
[null,null,null,null,"=",{"$f":"IF(F150=\"\",\"\",F150/1000)","v":4.3999999999999997E-2},"× (",{"$f":"IF(F147=\"\",\"\",F147)","v":2},"＋",{"$f":"IF(F148=\"\",\"\",F148)","v":1.5},")"]
[null,null,null,null,"=",{"$f":"IF(幹栓区間!$AJ$19=\"\",\"\",幹栓区間!$AJ$19)","v":0.17},"ｍ"]
[null,null,"⑦ 立上り",null,"=",{"$f":"IF(幹栓区間!$N$19=\"\",0,ROUND(幹栓区間!$N$19,2))","v":0},"ｍ"]
[null,null,"⑧ 他損失水頭等",null,"=",{"$f":"IF(幹栓区間!$AD$19=\"\",0,ROUND(幹栓区間!$AD$19,2))","v":0},"ｍ",{"$f":"IF(幹栓区間!$AE$19=\"\",\"\",\"（\"&幹栓区間!$AE$19&\"）\")","v":""}]
[null,null,"⑨ 区間所要水頭 h9",null,"=","⑥＋⑦＋⑧"]
[null,null,null,null,"=",{"$f":"IF(F153=\"\",\"\",F153)","v":0.17},"＋",{"$f":"IF(F154=\"\",\"\",F154)","v":0},"＋",{"$f":"IF(F155=\"\",\"\",F155)","v":0}]
[null,null,null,null,"=",{"$f":"IF(幹栓区間!$F$19=\"\",\"\",幹栓区間!$F$19)","v":0.17},"ｍ"]
[null,null,"⑩ 累計所要水頭 H9",null,"=","h9＋H8"]
[null,null,null,null,"=",{"$f":"IF(F158=\"\",\"\",F158)","v":0.17},"＋",{"$f":"IF(F143=\"\",\"\",F143)","v":2.92}]
[null,null,null,null,"=",{"$f":"IF(幹栓区間!$E$19=\"\",\"\",幹栓区間!$E$19)","v":3.09},"ｍ"]
[]
[null,"10．区　間",null,{"$f":"IF(幹栓区間!$J$20=\"\",\"\",幹栓区間!$J$20)","v":"J-K"}]
[null,null,"① 仮定口径",null,"=",{"$f":"IF(幹栓区間!$L$20=\"\",\"\",幹栓区間!$L$20)","v":40},"ｍｍ"]
[null,null,"② 管延長",null,"=",{"$f":"IF(幹栓区間!$M$20=\"\",\"\",幹栓区間!$M$20)","v":1},"ｍ"]
[null,null,"③ 直管換算長",null,"=",{"$f":"IF(幹栓区間!$AZ$20=\"\",\"\",幹栓区間!$AZ$20)","v":0},"ｍ"]
[null,null,"④ 流量",null,"=",{"$f":"IF(幹栓区間!$H$20=\"\",\"\",幹栓区間!$H$20)","v":1.58},"Ｌ/sec   ……",null,{"$f":"IF(幹栓区間!$K$10=\"戸\",\"（\"&幹栓区間!K20&\"戸対象）\",\"（\"&幹栓区間!K20&\"人対象）\")","v":"（11戸対象）"}]
[null,null,"⑤ 動水勾配",null,"=",{"$f":"IF(幹栓区間!$AH$20=\"\",\"\",幹栓区間!$AH$20)","v":49},"‰",{"$f":"IF(幹栓区間!$AG$20=\"\",\"\",IF(幹栓区間!$AG$20=\"W\",\"（ウエストン公式より）\",\"（Ｈ．ウィリアムス公式より）\"))","v":"（ウエストン公式より）"}]
[null,null,"⑥ 損失水頭",null,"=","⑤×(②＋③)"]
[null,null,null,null,"=",{"$f":"IF(F168=\"\",\"\",F168/1000)","v":4.9000000000000002E-2},"× (",{"$f":"IF(F165=\"\",\"\",F165)","v":1},"＋",{"$f":"IF(F166=\"\",\"\",F166)","v":0},")"]
[null,null,null,null,"=",{"$f":"IF(幹栓区間!$AJ$20=\"\",\"\",幹栓区間!$AJ$20)","v":0.05},"ｍ"]
[null,null,"⑦ 立上り",null,"=",{"$f":"IF(幹栓区間!$N$20=\"\",0,ROUND(幹栓区間!$N$20,2))","v":0},"ｍ"]
[null,null,"⑧ 他損失水頭等",null,"=",{"$f":"IF(幹栓区間!$AD$20=\"\",0,ROUND(幹栓区間!$AD$20,2))","v":0},"ｍ",{"$f":"IF(幹栓区間!$AE$20=\"\",\"\",\"（\"&幹栓区間!$AE$20&\"）\")","v":""}]
[null,null,"⑨ 区間所要水頭 h10",null,"=","⑥＋⑦＋⑧"]
[null,null,null,null,"=",{"$f":"IF(F171=\"\",\"\",F171)","v":0.05},"＋",{"$f":"IF(F172=\"\",\"\",F172)","v":0},"＋",{"$f":"IF(F173=\"\",\"\",F173)","v":0}]
[null,null,null,null,"=",{"$f":"IF(幹栓区間!$F$20=\"\",\"\",幹栓区間!$F$20)","v":0.05},"ｍ"]
[null,null,"⑩ 累計所要水頭 H10",null,"=","h10＋H9"]
[null,null,null,null,"=",{"$f":"IF(F176=\"\",\"\",F176)","v":0.05},"＋",{"$f":"IF(F161=\"\",\"\",F161)","v":3.09}]
[null,null,null,null,"=",{"$f":"IF(幹栓区間!$E$20=\"\",\"\",幹栓区間!$E$20)","v":3.1399999999999997},"ｍ"]
[]
[null,"11．区　間",null,{"$f":"IF(幹栓区間!$J$21=\"\",\"\",幹栓区間!$J$21)","v":"K-L"}]
[null,null,"① 仮定口径",null,"=",{"$f":"IF(幹栓区間!$L$21=\"\",\"\",幹栓区間!$L$21)","v":""},"ｍｍ"]
[null,null,"② 管延長",null,"=",{"$f":"IF(幹栓区間!$M$21=\"\",\"\",幹栓区間!$M$21)","v":7},"ｍ"]
[null,null,"③ 直管換算長",null,"=",{"$f":"IF(幹栓区間!$AZ$21=\"\",\"\",幹栓区間!$AZ$21)","v":""},"ｍ"]
[null,null,"④ 流量",null,"=",{"$f":"IF(幹栓区間!$H$21=\"\",\"\",幹栓区間!$H$21)","v":""},"Ｌ/sec   ……",null,{"$f":"IF(幹栓区間!$K$10=\"戸\",\"（\"&幹栓区間!K21&\"戸対象）\",\"（\"&幹栓区間!K21&\"人対象）\")","v":"（12戸対象）"}]
[null,null,"⑤ 動水勾配",null,"=",{"$f":"IF(幹栓区間!$AH$21=\"\",\"\",幹栓区間!$AH$21)","v":""},"‰",{"$f":"IF(幹栓区間!$AG$21=\"\",\"\",IF(幹栓区間!$AG$21=\"W\",\"（ウエストン公式より）\",\"（Ｈ．ウィリアムス公式より）\"))","v":""}]
[null,null,"⑥ 損失水頭",null,"=","⑤×(②＋③)"]
[null,null,null,null,"=",{"$f":"IF(F186=\"\",\"\",F186/1000)","v":""},"× (",{"$f":"IF(F183=\"\",\"\",F183)","v":7},"＋",{"$f":"IF(F184=\"\",\"\",F184)","v":""},")"]
[null,null,null,null,"=",{"$f":"IF(幹栓区間!$AJ$21=\"\",\"\",幹栓区間!$AJ$21)","v":""},"ｍ"]
[null,null,"⑦ 立上り",null,"=",{"$f":"IF(幹栓区間!$N$21=\"\",0,ROUND(幹栓区間!$N$21,2))","v":0},"ｍ"]
[null,null,"⑧ 他損失水頭等",null,"=",{"$f":"IF(幹栓区間!$AD$21=\"\",0,ROUND(幹栓区間!$AD$21,2))","v":0},"ｍ",{"$f":"IF(幹栓区間!$AE$21=\"\",\"\",\"（\"&幹栓区間!$AE$21&\"）\")","v":""}]
[null,null,"⑨ 区間所要水頭 h11",null,"=","⑥＋⑦＋⑧"]
[null,null,null,null,"=",{"$f":"IF(F189=\"\",\"\",F189)","v":""},"＋",{"$f":"IF(F190=\"\",\"\",F190)","v":0},"＋",{"$f":"IF(F191=\"\",\"\",F191)","v":0}]
[null,null,null,null,"=",{"$f":"IF(幹栓区間!$F$21=\"\",\"\",幹栓区間!$F$21)","v":""},"ｍ"]
[null,null,"⑩ 累計所要水頭 H11",null,"=","h11＋H10"]
[null,null,null,null,"=",{"$f":"IF(F194=\"\",\"\",F194)","v":""},"＋",{"$f":"IF(F179=\"\",\"\",F179)","v":3.1399999999999997}]
[null,null,null,null,"=",{"$f":"IF(幹栓区間!$E$21=\"\",\"\",幹栓区間!$E$21)","v":""},"ｍ"]
[]
[null,"12．区　間",null,{"$f":"IF(幹栓区間!$J$22=\"\",\"\",幹栓区間!$J$22)","v":"L-M"}]
[null,null,"① 仮定口径",null,"=",{"$f":"IF(幹栓区間!$L$22=\"\",\"\",幹栓区間!$L$22)","v":40},"ｍｍ"]
[null,null,"② 管延長",null,"=",{"$f":"IF(幹栓区間!$M$22=\"\",\"\",幹栓区間!$M$22)","v":1},"ｍ"]
[null,null,"③ 直管換算長",null,"=",{"$f":"IF(幹栓区間!$AZ$22=\"\",\"\",幹栓区間!$AZ$22)","v":0},"ｍ"]
[null,null,"④ 流量",null,"=",{"$f":"IF(幹栓区間!$H$22=\"\",\"\",幹栓区間!$H$22)","v":1.77},"Ｌ/sec   ……",null,{"$f":"IF(幹栓区間!$K$10=\"戸\",\"（\"&幹栓区間!K22&\"戸対象）\",\"（\"&幹栓区間!K22&\"人対象）\")","v":"（13戸対象）"}]
[null,null,"⑤ 動水勾配",null,"=",{"$f":"IF(幹栓区間!$AH$22=\"\",\"\",幹栓区間!$AH$22)","v":60},"‰",{"$f":"IF(幹栓区間!$AG$22=\"\",\"\",IF(幹栓区間!$AG$22=\"W\",\"（ウエストン公式より）\",\"（Ｈ．ウィリアムス公式より）\"))","v":"（ウエストン公式より）"}]
[null,null,"⑥ 損失水頭",null,"=","⑤×(②＋③)"]
[null,null,null,null,"=",{"$f":"IF(F204=\"\",\"\",F204/1000)","v":0.06},"× (",{"$f":"IF(F201=\"\",\"\",F201)","v":1},"＋",{"$f":"IF(F202=\"\",\"\",F202)","v":0},")"]
[null,null,null,null,"=",{"$f":"IF(幹栓区間!$AJ$22=\"\",\"\",幹栓区間!$AJ$22)","v":7.0000000000000007E-2},"ｍ"]
[null,null,"⑦ 立上り",null,"=",{"$f":"IF(幹栓区間!$N$22=\"\",0,ROUND(幹栓区間!$N$22,2))","v":0},"ｍ"]
[null,null,"⑧ 他損失水頭等",null,"=",{"$f":"IF(幹栓区間!$AD$22=\"\",0,ROUND(幹栓区間!$AD$22,2))","v":0},"ｍ",{"$f":"IF(幹栓区間!$AE$22=\"\",\"\",\"（\"&幹栓区間!$AE$22&\"）\")","v":""}]
[null,null,"⑨ 区間所要水頭 h12",null,"=","⑥＋⑦＋⑧"]
[null,null,null,null,"=",{"$f":"IF(F207=\"\",\"\",F207)","v":7.0000000000000007E-2},"＋",{"$f":"IF(F208=\"\",\"\",F208)","v":0},"＋",{"$f":"IF(F209=\"\",\"\",F209)","v":0}]
[null,null,null,null,"=",{"$f":"IF(幹栓区間!$F$22=\"\",\"\",幹栓区間!$F$22)","v":7.0000000000000007E-2},"ｍ"]
[null,null,"⑩ 累計所要水頭 H12",null,"=","h12＋H11"]
[null,null,null,null,"=",{"$f":"IF(F212=\"\",\"\",F212)","v":7.0000000000000007E-2},"＋",{"$f":"IF(F197=\"\",\"\",F197)","v":""}]
[null,null,null,null,"=",{"$f":"IF(幹栓区間!$E$22=\"\",\"\",幹栓区間!$E$22)","v":""},"ｍ"]
[]
[null,"13．区　間",null,{"$f":"IF(幹栓区間!$J$23=\"\",\"\",幹栓区間!$J$23)","v":"M-N"}]
[null,null,"① 仮定口径",null,"=",{"$f":"IF(幹栓区間!$L$23=\"\",\"\",幹栓区間!$L$23)","v":40},"ｍｍ"]
[null,null,"② 管延長",null,"=",{"$f":"IF(幹栓区間!$M$23=\"\",\"\",幹栓区間!$M$23)","v":2},"ｍ"]
[null,null,"③ 直管換算長",null,"=",{"$f":"IF(幹栓区間!$AZ$23=\"\",\"\",幹栓区間!$AZ$23)","v":0},"ｍ"]
[null,null,"④ 流量",null,"=",{"$f":"IF(幹栓区間!$H$23=\"\",\"\",幹栓区間!$H$23)","v":1.86},"Ｌ/sec   ……",null,{"$f":"IF(幹栓区間!$K$10=\"戸\",\"（\"&幹栓区間!K23&\"戸対象）\",\"（\"&幹栓区間!K23&\"人対象）\")","v":"（14戸対象）"}]
[null,null,"⑤ 動水勾配",null,"=",{"$f":"IF(幹栓区間!$AH$23=\"\",\"\",幹栓区間!$AH$23)","v":66},"‰",{"$f":"IF(幹栓区間!$AG$23=\"\",\"\",IF(幹栓区間!$AG$23=\"W\",\"（ウエストン公式より）\",\"（Ｈ．ウィリアムス公式より）\"))","v":"（ウエストン公式より）"}]
[null,null,"⑥ 損失水頭",null,"=","⑤×(②＋③)"]
[null,null,null,null,"=",{"$f":"IF(F222=\"\",\"\",F222/1000)","v":6.6000000000000003E-2},"× (",{"$f":"IF(F219=\"\",\"\",F219)","v":2},"＋",{"$f":"IF(F220=\"\",\"\",F220)","v":0},")"]
[null,null,null,null,"=",{"$f":"IF(幹栓区間!$AJ$23=\"\",\"\",幹栓区間!$AJ$23)","v":0.15},"ｍ"]
[null,null,"⑦ 立上り",null,"=",{"$f":"IF(幹栓区間!$N$23=\"\",0,ROUND(幹栓区間!$N$23,2))","v":0},"ｍ"]
[null,null,"⑧ 他損失水頭等",null,"=",{"$f":"IF(幹栓区間!$AD$23=\"\",0,ROUND(幹栓区間!$AD$23,2))","v":0},"ｍ",{"$f":"IF(幹栓区間!$AE$23=\"\",\"\",\"（\"&幹栓区間!$AE$23&\"）\")","v":""}]
[null,null,"⑨ 区間所要水頭 h13",null,"=","⑥＋⑦＋⑧"]
[null,null,null,null,"=",{"$f":"IF(F225=\"\",\"\",F225)","v":0.15},"＋",{"$f":"IF(F226=\"\",\"\",F226)","v":0},"＋",{"$f":"IF(F227=\"\",\"\",F227)","v":0}]
[null,null,null,null,"=",{"$f":"IF(幹栓区間!$F$23=\"\",\"\",幹栓区間!$F$23)","v":0.15},"ｍ"]
[null,null,"⑩ 累計所要水頭 H13",null,"=","h13＋H12"]
[null,null,null,null,"=",{"$f":"IF(F230=\"\",\"\",F230)","v":0.15},"＋",{"$f":"IF(F215=\"\",\"\",F215)","v":""}]
[null,null,null,null,"=",{"$f":"IF(幹栓区間!$E$23=\"\",\"\",幹栓区間!$E$23)","v":""},"ｍ"]
[]
[null,"14．区　間",null,{"$f":"IF(幹栓区間!$J$24=\"\",\"\",幹栓区間!$J$24)","v":"N-O"}]
[null,null,"① 仮定口径",null,"=",{"$f":"IF(幹栓区間!$L$24=\"\",\"\",幹栓区間!$L$24)","v":40},"ｍｍ"]
[null,null,"② 管延長",null,"=",{"$f":"IF(幹栓区間!$M$24=\"\",\"\",幹栓区間!$M$24)","v":1},"ｍ"]
[null,null,"③ 直管換算長",null,"=",{"$f":"IF(幹栓区間!$AZ$24=\"\",\"\",幹栓区間!$AZ$24)","v":0},"ｍ"]
[null,null,"④ 流量",null,"=",{"$f":"IF(幹栓区間!$H$24=\"\",\"\",幹栓区間!$H$24)","v":""},"Ｌ/sec   ……",null,{"$f":"IF(幹栓区間!$K$10=\"戸\",\"（\"&幹栓区間!K24&\"戸対象）\",\"（\"&幹栓区間!K24&\"人対象）\")","v":"（戸対象）"}]
[null,null,"⑤ 動水勾配",null,"=",{"$f":"IF(幹栓区間!$AH$24=\"\",\"\",幹栓区間!$AH$24)","v":""},"‰",{"$f":"IF(幹栓区間!$AG$24=\"\",\"\",IF(幹栓区間!$AG$24=\"W\",\"（ウエストン公式より）\",\"（Ｈ．ウィリアムス公式より）\"))","v":"（ウエストン公式より）"}]
[null,null,"⑥ 損失水頭",null,"=","⑤×(②＋③)"]
[null,null,null,null,"=",{"$f":"IF(F240=\"\",\"\",F240/1000)","v":""},"× (",{"$f":"IF(F237=\"\",\"\",F237)","v":1},"＋",{"$f":"IF(F238=\"\",\"\",F238)","v":0},")"]
[null,null,null,null,"=",{"$f":"IF(幹栓区間!$AJ$24=\"\",\"\",幹栓区間!$AJ$24)","v":""},"ｍ"]
[null,null,"⑦ 立上り",null,"=",{"$f":"IF(幹栓区間!$N$24=\"\",0,ROUND(幹栓区間!$N$24,2))","v":0},"ｍ"]
[null,null,"⑧ 他損失水頭等",null,"=",{"$f":"IF(幹栓区間!$AD$24=\"\",0,ROUND(幹栓区間!$AD$24,2))","v":0},"ｍ",{"$f":"IF(幹栓区間!$AE$24=\"\",\"\",\"（\"&幹栓区間!$AE$24&\"）\")","v":""}]
[null,null,"⑨ 区間所要水頭 h14",null,"=","⑥＋⑦＋⑧"]
[null,null,null,null,"=",{"$f":"IF(F243=\"\",\"\",F243)","v":""},"＋",{"$f":"IF(F244=\"\",\"\",F244)","v":0},"＋",{"$f":"IF(F245=\"\",\"\",F245)","v":0}]
[null,null,null,null,"=",{"$f":"IF(幹栓区間!$F$24=\"\",\"\",幹栓区間!$F$24)","v":""},"ｍ"]
[null,null,"⑩ 累計所要水頭 H14",null,"=","h14＋H13"]
[null,null,null,null,"=",{"$f":"IF(F248=\"\",\"\",F248)","v":""},"＋",{"$f":"IF(F233=\"\",\"\",F233)","v":""}]
[null,null,null,null,"=",{"$f":"IF(幹栓区間!$E$24=\"\",\"\",幹栓区間!$E$24)","v":""},"ｍ"]
[]
[null,"15．区　間",null,{"$f":"IF(幹栓区間!$J$25=\"\",\"\",幹栓区間!$J$25)","v":"O-P"}]
[null,null,"① 仮定口径",null,"=",{"$f":"IF(幹栓区間!$L$25=\"\",\"\",幹栓区間!$L$25)","v":40},"ｍｍ"]
[null,null,"② 管延長",null,"=",{"$f":"IF(幹栓区間!$M$25=\"\",\"\",幹栓区間!$M$25)","v":5.9},"ｍ"]
[null,null,"③ 直管換算長",null,"=",{"$f":"IF(幹栓区間!$AZ$25=\"\",\"\",幹栓区間!$AZ$25)","v":5.8},"ｍ"]
[null,null,"④ 流量",null,"=",{"$f":"IF(幹栓区間!$H$25=\"\",\"\",幹栓区間!$H$25)","v":2.0299999999999998},"Ｌ/sec   ……",null,{"$f":"IF(幹栓区間!$K$10=\"戸\",\"（\"&幹栓区間!K25&\"戸対象）\",\"（\"&幹栓区間!K25&\"人対象）\")","v":"（16戸対象）"}]
[null,null,"⑤ 動水勾配",null,"=",{"$f":"IF(幹栓区間!$AH$25=\"\",\"\",幹栓区間!$AH$25)","v":77},"‰",{"$f":"IF(幹栓区間!$AG$25=\"\",\"\",IF(幹栓区間!$AG$25=\"W\",\"（ウエストン公式より）\",\"（Ｈ．ウィリアムス公式より）\"))","v":"（ウエストン公式より）"}]
[null,null,"⑥ 損失水頭",null,"=","⑤×(②＋③)"]
[null,null,null,null,"=",{"$f":"IF(F258=\"\",\"\",F258/1000)","v":7.6999999999999999E-2},"× (",{"$f":"IF(F255=\"\",\"\",F255)","v":5.9},"＋",{"$f":"IF(F256=\"\",\"\",F256)","v":5.8},")"]
[null,null,null,null,"=",{"$f":"IF(幹栓区間!$AJ$25=\"\",\"\",幹栓区間!$AJ$25)","v":0.99},"ｍ"]
[null,null,"⑦ 立上り",null,"=",{"$f":"IF(幹栓区間!$N$25=\"\",0,ROUND(幹栓区間!$N$25,2))","v":0.9},"ｍ"]
[null,null,"⑧ 他損失水頭等",null,"=",{"$f":"IF(幹栓区間!$AD$25=\"\",0,ROUND(幹栓区間!$AD$25,2))","v":0},"ｍ",{"$f":"IF(幹栓区間!$AE$25=\"\",\"\",\"（\"&幹栓区間!$AE$25&\"）\")","v":""}]
[null,null,"⑨ 区間所要水頭 h15",null,"=","⑥＋⑦＋⑧"]
[null,null,null,null,"=",{"$f":"IF(F261=\"\",\"\",F261)","v":0.99},"＋",{"$f":"IF(F262=\"\",\"\",F262)","v":0.9},"＋",{"$f":"IF(F263=\"\",\"\",F263)","v":0}]
[null,null,null,null,"=",{"$f":"IF(幹栓区間!$F$25=\"\",\"\",幹栓区間!$F$25)","v":1.8900000000000001},"ｍ"]
[null,null,"⑩ 累計所要水頭 H15",null,"=","h15＋H14"]
[null,null,null,null,"=",{"$f":"IF(F266=\"\",\"\",F266)","v":1.8900000000000001},"＋",{"$f":"IF(F251=\"\",\"\",F251)","v":""}]
[null,null,null,null,"=",{"$f":"IF(幹栓区間!$E$25=\"\",\"\",幹栓区間!$E$25)","v":""},"ｍ"]
[]
[null,"16．区　間",null,{"$f":"IF(幹栓区間!$J$26=\"\",\"\",幹栓区間!$J$26)","v":""}]
[null,null,"① 仮定口径",null,"=",{"$f":"IF(幹栓区間!$L$26=\"\",\"\",幹栓区間!$L$26)","v":""},"ｍｍ"]
[null,null,"② 管延長",null,"=",{"$f":"IF(幹栓区間!$M$26=\"\",\"\",幹栓区間!$M$26)","v":""},"ｍ"]
[null,null,"③ 直管換算長",null,"=",{"$f":"IF(幹栓区間!$AZ$26=\"\",\"\",幹栓区間!$AZ$26)","v":""},"ｍ"]
[null,null,"④ 流量",null,"=",{"$f":"IF(幹栓区間!$H$26=\"\",\"\",幹栓区間!$H$26)","v":""},"Ｌ/sec   ……",null,{"$f":"IF(幹栓区間!$K$10=\"戸\",\"（\"&幹栓区間!K26&\"戸対象）\",\"（\"&幹栓区間!K26&\"人対象）\")","v":"（戸対象）"}]
[null,null,"⑤ 動水勾配",null,"=",{"$f":"IF(幹栓区間!$AH$26=\"\",\"\",幹栓区間!$AH$26)","v":""},"‰",{"$f":"IF(幹栓区間!$AG$26=\"\",\"\",IF(幹栓区間!$AG$26=\"W\",\"（ウエストン公式より）\",\"（Ｈ．ウィリアムス公式より）\"))","v":""}]
[null,null,"⑥ 損失水頭",null,"=","⑤×(②＋③)"]
[null,null,null,null,"=",{"$f":"IF(F276=\"\",\"\",F276/1000)","v":""},"× (",{"$f":"IF(F273=\"\",\"\",F273)","v":""},"＋",{"$f":"IF(F274=\"\",\"\",F274)","v":""},")"]
[null,null,null,null,"=",{"$f":"IF(幹栓区間!$AJ$26=\"\",\"\",幹栓区間!$AJ$26)","v":""},"ｍ"]
[null,null,"⑦ 立上り",null,"=",{"$f":"IF(幹栓区間!$N$26=\"\",0,ROUND(幹栓区間!$N$26,2))","v":0},"ｍ"]
[null,null,"⑧ 他損失水頭等",null,"=",{"$f":"IF(幹栓区間!$AD$26=\"\",0,ROUND(幹栓区間!$AD$26,2))","v":0},"ｍ",{"$f":"IF(幹栓区間!$AE$26=\"\",\"\",\"（\"&幹栓区間!$AE$26&\"）\")","v":""}]
[null,null,"⑨ 区間所要水頭 h16",null,"=","⑥＋⑦＋⑧"]
[null,null,null,null,"=",{"$f":"IF(F279=\"\",\"\",F279)","v":""},"＋",{"$f":"IF(F280=\"\",\"\",F280)","v":0},"＋",{"$f":"IF(F281=\"\",\"\",F281)","v":0}]
[null,null,null,null,"=",{"$f":"IF(幹栓区間!$F$26=\"\",\"\",幹栓区間!$F$26)","v":""},"ｍ"]
[null,null,"⑩ 累計所要水頭 H16",null,"=","h16＋H15"]
[null,null,null,null,"=",{"$f":"IF(F284=\"\",\"\",F284)","v":""},"＋",{"$f":"IF(F269=\"\",\"\",F269)","v":""}]
[null,null,null,null,"=",{"$f":"IF(幹栓区間!$E$26=\"\",\"\",幹栓区間!$E$26)","v":""},"ｍ"]
[]
[null,"17．区　間",null,{"$f":"IF(幹栓区間!$J$27=\"\",\"\",幹栓区間!$J$27)","v":""}]
[null,null,"① 仮定口径",null,"=",{"$f":"IF(幹栓区間!$L$27=\"\",\"\",幹栓区間!$L$27)","v":""},"ｍｍ"]
[null,null,"② 管延長",null,"=",{"$f":"IF(幹栓区間!$M$27=\"\",\"\",幹栓区間!$M$27)","v":""},"ｍ"]
[null,null,"③ 直管換算長",null,"=",{"$f":"IF(幹栓区間!$AZ$27=\"\",\"\",幹栓区間!$AZ$27)","v":""},"ｍ"]
[null,null,"④ 流量",null,"=",{"$f":"IF(幹栓区間!$H$27=\"\",\"\",幹栓区間!$H$27)","v":""},"Ｌ/sec   ……",null,{"$f":"IF(幹栓区間!$K$10=\"戸\",\"（\"&幹栓区間!K27&\"戸対象）\",\"（\"&幹栓区間!K27&\"人対象）\")","v":"（戸対象）"}]
[null,null,"⑤ 動水勾配",null,"=",{"$f":"IF(幹栓区間!$AH$27=\"\",\"\",幹栓区間!$AH$27)","v":""},"‰",{"$f":"IF(幹栓区間!$AG$27=\"\",\"\",IF(幹栓区間!$AG$27=\"W\",\"（ウエストン公式より）\",\"（Ｈ．ウィリアムス公式より）\"))","v":""}]
[null,null,"⑥ 損失水頭",null,"=","⑤×(②＋③)"]
[null,null,null,null,"=",{"$f":"IF(F294=\"\",\"\",F294/1000)","v":""},"× (",{"$f":"IF(F291=\"\",\"\",F291)","v":""},"＋",{"$f":"IF(F292=\"\",\"\",F292)","v":""},")"]
[null,null,null,null,"=",{"$f":"IF(幹栓区間!$AJ$27=\"\",\"\",幹栓区間!$AJ$27)","v":""},"ｍ"]
[null,null,"⑦ 立上り",null,"=",{"$f":"IF(幹栓区間!$N$27=\"\",0,ROUND(幹栓区間!$N$27,2))","v":0},"ｍ"]
[null,null,"⑧ 他損失水頭等",null,"=",{"$f":"IF(幹栓区間!$AD$27=\"\",0,ROUND(幹栓区間!$AD$27,2))","v":0},"ｍ",{"$f":"IF(幹栓区間!$AE$27=\"\",\"\",\"（\"&幹栓区間!$AE$27&\"）\")","v":""}]
[null,null,"⑨ 区間所要水頭 h17",null,"=","⑥＋⑦＋⑧"]
[null,null,null,null,"=",{"$f":"IF(F297=\"\",\"\",F297)","v":""},"＋",{"$f":"IF(F298=\"\",\"\",F298)","v":0},"＋",{"$f":"IF(F299=\"\",\"\",F299)","v":0}]
[null,null,null,null,"=",{"$f":"IF(幹栓区間!$F$27=\"\",\"\",幹栓区間!$F$27)","v":""},"ｍ"]
[null,null,"⑩ 累計所要水頭 H17",null,"=","h17＋H16"]
[null,null,null,null,"=",{"$f":"IF(F302=\"\",\"\",F302)","v":""},"＋",{"$f":"IF(F287=\"\",\"\",F287)","v":""}]
[null,null,null,null,"=",{"$f":"IF(幹栓区間!$E$27=\"\",\"\",幹栓区間!$E$27)","v":""},"ｍ"]
[]
[null,"18．区　間",null,{"$f":"IF(幹栓区間!$J$28=\"\",\"\",幹栓区間!$J$28)","v":""}]
[null,null,"① 仮定口径",null,"=",{"$f":"IF(幹栓区間!$L$28=\"\",\"\",幹栓区間!$L$28)","v":""},"ｍｍ"]
[null,null,"② 管延長",null,"=",{"$f":"IF(幹栓区間!$M$28=\"\",\"\",幹栓区間!$M$28)","v":""},"ｍ"]
[null,null,"③ 直管換算長",null,"=",{"$f":"IF(幹栓区間!$AZ$28=\"\",\"\",幹栓区間!$AZ$28)","v":""},"ｍ"]
[null,null,"④ 流量",null,"=",{"$f":"IF(幹栓区間!$H$28=\"\",\"\",幹栓区間!$H$28)","v":""},"Ｌ/sec   ……",null,{"$f":"IF(幹栓区間!$K$10=\"戸\",\"（\"&幹栓区間!K28&\"戸対象）\",\"（\"&幹栓区間!K28&\"人対象）\")","v":"（戸対象）"}]
[null,null,"⑤ 動水勾配",null,"=",{"$f":"IF(幹栓区間!$AH$28=\"\",\"\",幹栓区間!$AH$28)","v":""},"‰",{"$f":"IF(幹栓区間!$AG$28=\"\",\"\",IF(幹栓区間!$AG$28=\"W\",\"（ウエストン公式より）\",\"（Ｈ．ウィリアムス公式より）\"))","v":""}]
[null,null,"⑥ 損失水頭",null,"=","⑤×(②＋③)"]
[null,null,null,null,"=",{"$f":"IF(F312=\"\",\"\",F312/1000)","v":""},"× (",{"$f":"IF(F309=\"\",\"\",F309)","v":""},"＋",{"$f":"IF(F310=\"\",\"\",F310)","v":""},")"]
[null,null,null,null,"=",{"$f":"IF(幹栓区間!$AJ$28=\"\",\"\",幹栓区間!$AJ$28)","v":""},"ｍ"]
[null,null,"⑦ 立上り",null,"=",{"$f":"IF(幹栓区間!$N$28=\"\",0,ROUND(幹栓区間!$N$28,2))","v":0},"ｍ"]
[null,null,"⑧ 他損失水頭等",null,"=",{"$f":"IF(幹栓区間!$AD$28=\"\",0,ROUND(幹栓区間!$AD$28,2))","v":0},"ｍ",{"$f":"IF(幹栓区間!$AE$28=\"\",\"\",\"（\"&幹栓区間!$AE$28&\"）\")","v":""}]
[null,null,"⑨ 区間所要水頭 h18",null,"=","⑥＋⑦＋⑧"]
[null,null,null,null,"=",{"$f":"IF(F315=\"\",\"\",F315)","v":""},"＋",{"$f":"IF(F316=\"\",\"\",F316)","v":0},"＋",{"$f":"IF(F317=\"\",\"\",F317)","v":0}]
[null,null,null,null,"=",{"$f":"IF(幹栓区間!$F$28=\"\",\"\",幹栓区間!$F$28)","v":""},"ｍ"]
[null,null,"⑩ 累計所要水頭 H18",null,"=","h18＋H17"]
[null,null,null,null,"=",{"$f":"IF(F320=\"\",\"\",F320)","v":""},"＋",{"$f":"IF(F305=\"\",\"\",F305)","v":""}]
[null,null,null,null,"=",{"$f":"IF(幹栓区間!$E$28=\"\",\"\",幹栓区間!$E$28)","v":""},"ｍ"]
[]
[null,"19．区　間",null,{"$f":"IF(幹栓区間!$J$29=\"\",\"\",幹栓区間!$J$29)","v":""}]
[null,null,"① 仮定口径",null,"=",{"$f":"IF(幹栓区間!$L$29=\"\",\"\",幹栓区間!$L$29)","v":""},"ｍｍ"]
[null,null,"② 管延長",null,"=",{"$f":"IF(幹栓区間!$M$29=\"\",\"\",幹栓区間!$M$29)","v":""},"ｍ"]
[null,null,"③ 直管換算長",null,"=",{"$f":"IF(幹栓区間!$AZ$29=\"\",\"\",幹栓区間!$AZ$29)","v":""},"ｍ"]
[null,null,"④ 流量",null,"=",{"$f":"IF(幹栓区間!$H$29=\"\",\"\",幹栓区間!$H$29)","v":""},"Ｌ/sec   ……",null,{"$f":"IF(幹栓区間!$K$10=\"戸\",\"（\"&幹栓区間!K29&\"戸対象）\",\"（\"&幹栓区間!K29&\"人対象）\")","v":"（戸対象）"}]
[null,null,"⑤ 動水勾配",null,"=",{"$f":"IF(幹栓区間!$AH$29=\"\",\"\",幹栓区間!$AH$29)","v":""},"‰",{"$f":"IF(幹栓区間!$AG$29=\"\",\"\",IF(幹栓区間!$AG$29=\"W\",\"（ウエストン公式より）\",\"（Ｈ．ウィリアムス公式より）\"))","v":""}]
[null,null,"⑥ 損失水頭",null,"=","⑤×(②＋③)"]
[null,null,null,null,"=",{"$f":"IF(F330=\"\",\"\",F330/1000)","v":""},"× (",{"$f":"IF(F327=\"\",\"\",F327)","v":""},"＋",{"$f":"IF(F328=\"\",\"\",F328)","v":""},")"]
[null,null,null,null,"=",{"$f":"IF(幹栓区間!$AJ$29=\"\",\"\",幹栓区間!$AJ$29)","v":""},"ｍ"]
[null,null,"⑦ 立上り",null,"=",{"$f":"IF(幹栓区間!$N$29=\"\",0,ROUND(幹栓区間!$N$29,2))","v":0},"ｍ"]
[null,null,"⑧ 他損失水頭等",null,"=",{"$f":"IF(幹栓区間!$AD$29=\"\",0,ROUND(幹栓区間!$AD$29,2))","v":0},"ｍ",{"$f":"IF(幹栓区間!$AE$29=\"\",\"\",\"（\"&幹栓区間!$AE$29&\"）\")","v":""}]
[null,null,"⑨ 区間所要水頭 h19",null,"=","⑥＋⑦＋⑧"]
[null,null,null,null,"=",{"$f":"IF(F333=\"\",\"\",F333)","v":""},"＋",{"$f":"IF(F334=\"\",\"\",F334)","v":0},"＋",{"$f":"IF(F335=\"\",\"\",F335)","v":0}]
[null,null,null,null,"=",{"$f":"IF(幹栓区間!$F$29=\"\",\"\",幹栓区間!$F$29)","v":""},"ｍ"]
[null,null,"⑩ 累計所要水頭 H19",null,"=","h19＋H18"]
[null,null,null,null,"=",{"$f":"IF(F338=\"\",\"\",F338)","v":""},"＋",{"$f":"IF(F323=\"\",\"\",F323)","v":""}]
[null,null,null,null,"=",{"$f":"IF(幹栓区間!$E$29=\"\",\"\",幹栓区間!$E$29)","v":""},"ｍ"]
[]
[null,"20．区　間",null,{"$f":"IF(幹栓区間!$J$30=\"\",\"\",幹栓区間!$J$30)","v":""}]
[null,null,"① 仮定口径",null,"=",{"$f":"IF(幹栓区間!$L$30=\"\",\"\",幹栓区間!$L$30)","v":""},"ｍｍ"]
[null,null,"② 管延長",null,"=",{"$f":"IF(幹栓区間!$M$30=\"\",\"\",幹栓区間!$M$30)","v":""},"ｍ"]
[null,null,"③ 直管換算長",null,"=",{"$f":"IF(幹栓区間!$AZ$30=\"\",\"\",幹栓区間!$AZ$30)","v":""},"ｍ"]
[null,null,"④ 流量",null,"=",{"$f":"IF(幹栓区間!$H$30=\"\",\"\",幹栓区間!$H$30)","v":""},"Ｌ/sec   ……",null,{"$f":"IF(幹栓区間!$K$10=\"戸\",\"（\"&幹栓区間!K30&\"戸対象）\",\"（\"&幹栓区間!K30&\"人対象）\")","v":"（戸対象）"}]
[null,null,"⑤ 動水勾配",null,"=",{"$f":"IF(幹栓区間!$AH$30=\"\",\"\",幹栓区間!$AH$30)","v":""},"‰",{"$f":"IF(幹栓区間!$AG$30=\"\",\"\",IF(幹栓区間!$AG$30=\"W\",\"（ウエストン公式より）\",\"（Ｈ．ウィリアムス公式より）\"))","v":""}]
[null,null,"⑥ 損失水頭",null,"=","⑤×(②＋③)"]
[null,null,null,null,"=",{"$f":"IF(F348=\"\",\"\",F348/1000)","v":""},"× (",{"$f":"IF(F345=\"\",\"\",F345)","v":""},"＋",{"$f":"IF(F346=\"\",\"\",F346)","v":""},")"]
[null,null,null,null,"=",{"$f":"IF(幹栓区間!$AJ$30=\"\",\"\",幹栓区間!$AJ$30)","v":""},"ｍ"]
[null,null,"⑦ 立上り",null,"=",{"$f":"IF(幹栓区間!$N$30=\"\",0,ROUND(幹栓区間!$N$30,2))","v":0},"ｍ"]
[null,null,"⑧ 他損失水頭等",null,"=",{"$f":"IF(幹栓区間!$AD$30=\"\",0,ROUND(幹栓区間!$AD$30,2))","v":0},"ｍ",{"$f":"IF(幹栓区間!$AE$30=\"\",\"\",\"（\"&幹栓区間!$AE$30&\"）\")","v":""}]
[null,null,"⑨ 区間所要水頭 h20",null,"=","⑥＋⑦＋⑧"]
[null,null,null,null,"=",{"$f":"IF(F351=\"\",\"\",F351)","v":""},"＋",{"$f":"IF(F352=\"\",\"\",F352)","v":0},"＋",{"$f":"IF(F353=\"\",\"\",F353)","v":0}]
[null,null,null,null,"=",{"$f":"IF(幹栓区間!$F$30=\"\",\"\",幹栓区間!$F$30)","v":""},"ｍ"]
[null,null,"⑩ 累計所要水頭 H20",null,"=","h20＋H19"]
[null,null,null,null,"=",{"$f":"IF(F356=\"\",\"\",F356)","v":""},"＋",{"$f":"IF(F341=\"\",\"\",F341)","v":""}]
[null,null,null,null,"=",{"$f":"IF(幹栓区間!$E$30=\"\",\"\",幹栓区間!$E$30)","v":""},"ｍ"]
[]
[null,"21．区　間",null,{"$f":"IF(幹栓区間!$J$31=\"\",\"\",幹栓区間!$J$31)","v":""}]
[null,null,"① 仮定口径",null,"=",{"$f":"IF(幹栓区間!$L$31=\"\",\"\",幹栓区間!$L$31)","v":""},"ｍｍ"]
[null,null,"② 管延長",null,"=",{"$f":"IF(幹栓区間!$M$31=\"\",\"\",幹栓区間!$M$31)","v":""},"ｍ"]
[null,null,"③ 直管換算長",null,"=",{"$f":"IF(幹栓区間!$AZ$31=\"\",\"\",幹栓区間!$AZ$31)","v":""},"ｍ"]
[null,null,"④ 流量",null,"=",{"$f":"IF(幹栓区間!$H$31=\"\",\"\",幹栓区間!$H$31)","v":""},"Ｌ/sec   ……",null,{"$f":"IF(幹栓区間!$K$10=\"戸\",\"（\"&幹栓区間!K31&\"戸対象）\",\"（\"&幹栓区間!K31&\"人対象）\")","v":"（戸対象）"}]
[null,null,"⑤ 動水勾配",null,"=",{"$f":"IF(幹栓区間!$AH$31=\"\",\"\",幹栓区間!$AH$31)","v":""},"‰",{"$f":"IF(幹栓区間!$AG$31=\"\",\"\",IF(幹栓区間!$AG$31=\"W\",\"（ウエストン公式より）\",\"（Ｈ．ウィリアムス公式より）\"))","v":""}]
[null,null,"⑥ 損失水頭",null,"=","⑤×(②＋③)"]
[null,null,null,null,"=",{"$f":"IF(F366=\"\",\"\",F366/1000)","v":""},"× (",{"$f":"IF(F363=\"\",\"\",F363)","v":""},"＋",{"$f":"IF(F364=\"\",\"\",F364)","v":""},")"]
[null,null,null,null,"=",{"$f":"IF(幹栓区間!$AJ$31=\"\",\"\",幹栓区間!$AJ$31)","v":""},"ｍ"]
[null,null,"⑦ 立上り",null,"=",{"$f":"IF(幹栓区間!$N$31=\"\",0,ROUND(幹栓区間!$N$31,2))","v":0},"ｍ"]
[null,null,"⑧ 他損失水頭等",null,"=",{"$f":"IF(幹栓区間!$AD$31=\"\",0,ROUND(幹栓区間!$AD$31,2))","v":0},"ｍ",{"$f":"IF(幹栓区間!$AE$31=\"\",\"\",\"（\"&幹栓区間!$AE$31&\"）\")","v":""}]
[null,null,"⑨ 区間所要水頭 h21",null,"=","⑥＋⑦＋⑧"]
[null,null,null,null,"=",{"$f":"IF(F369=\"\",\"\",F369)","v":""},"＋",{"$f":"IF(F370=\"\",\"\",F370)","v":0},"＋",{"$f":"IF(F371=\"\",\"\",F371)","v":0}]
[null,null,null,null,"=",{"$f":"IF(幹栓区間!$F$31=\"\",\"\",幹栓区間!$F$31)","v":""},"ｍ"]
[null,null,"⑩ 累計所要水頭 H21",null,"=","h21＋H20"]
[null,null,null,null,"=",{"$f":"IF(F374=\"\",\"\",F374)","v":""},"＋",{"$f":"IF(F359=\"\",\"\",F359)","v":""}]
[null,null,null,null,"=",{"$f":"IF(幹栓区間!$E$31=\"\",\"\",幹栓区間!$E$31)","v":""},"ｍ"]
[]
[null,"22．区　間",null,{"$f":"IF(幹栓区間!$J$32=\"\",\"\",幹栓区間!$J$32)","v":""}]
[null,null,"① 仮定口径",null,"=",{"$f":"IF(幹栓区間!$L$32=\"\",\"\",幹栓区間!$L$32)","v":""},"ｍｍ"]
[null,null,"② 管延長",null,"=",{"$f":"IF(幹栓区間!$M$32=\"\",\"\",幹栓区間!$M$32)","v":""},"ｍ"]
[null,null,"③ 直管換算長",null,"=",{"$f":"IF(幹栓区間!$AZ$32=\"\",\"\",幹栓区間!$AZ$32)","v":""},"ｍ"]
[null,null,"④ 流量",null,"=",{"$f":"IF(幹栓区間!$H$32=\"\",\"\",幹栓区間!$H$32)","v":""},"Ｌ/sec   ……",null,{"$f":"IF(幹栓区間!$K$10=\"戸\",\"（\"&幹栓区間!K32&\"戸対象）\",\"（\"&幹栓区間!K32&\"人対象）\")","v":"（戸対象）"}]
[null,null,"⑤ 動水勾配",null,"=",{"$f":"IF(幹栓区間!$AH$32=\"\",\"\",幹栓区間!$AH$32)","v":""},"‰",{"$f":"IF(幹栓区間!$AG$32=\"\",\"\",IF(幹栓区間!$AG$32=\"W\",\"（ウエストン公式より）\",\"（Ｈ．ウィリアムス公式より）\"))","v":""}]
[null,null,"⑥ 損失水頭",null,"=","⑤×(②＋③)"]
[null,null,null,null,"=",{"$f":"IF(F384=\"\",\"\",F384/1000)","v":""},"× (",{"$f":"IF(F381=\"\",\"\",F381)","v":""},"＋",{"$f":"IF(F382=\"\",\"\",F382)","v":""},")"]
[null,null,null,null,"=",{"$f":"IF(幹栓区間!$AJ$32=\"\",\"\",幹栓区間!$AJ$32)","v":""},"ｍ"]
[null,null,"⑦ 立上り",null,"=",{"$f":"IF(幹栓区間!$N$32=\"\",0,ROUND(幹栓区間!$N$32,2))","v":0},"ｍ"]
[null,null,"⑧ 他損失水頭等",null,"=",{"$f":"IF(幹栓区間!$AD$32=\"\",0,ROUND(幹栓区間!$AD$32,2))","v":0},"ｍ",{"$f":"IF(幹栓区間!$AE$32=\"\",\"\",\"（\"&幹栓区間!$AE$32&\"）\")","v":""}]
[null,null,"⑨ 区間所要水頭 h22",null,"=","⑥＋⑦＋⑧"]
[null,null,null,null,"=",{"$f":"IF(F387=\"\",\"\",F387)","v":""},"＋",{"$f":"IF(F388=\"\",\"\",F388)","v":0},"＋",{"$f":"IF(F389=\"\",\"\",F389)","v":0}]
[null,null,null,null,"=",{"$f":"IF(幹栓区間!$F$32=\"\",\"\",幹栓区間!$F$32)","v":""},"ｍ"]
[null,null,"⑩ 累計所要水頭 H22",null,"=","h22＋H21"]
[null,null,null,null,"=",{"$f":"IF(F392=\"\",\"\",F392)","v":""},"＋",{"$f":"IF(F377=\"\",\"\",F377)","v":""}]
[null,null,null,null,"=",{"$f":"IF(幹栓区間!$E$32=\"\",\"\",幹栓区間!$E$32)","v":""},"ｍ"]
[]
[null,"23．区　間",null,{"$f":"IF(幹栓区間!$J$33=\"\",\"\",幹栓区間!$J$33)","v":""}]
[null,null,"① 仮定口径",null,"=",{"$f":"IF(幹栓区間!$L$33=\"\",\"\",幹栓区間!$L$33)","v":""},"ｍｍ"]
[null,null,"② 管延長",null,"=",{"$f":"IF(幹栓区間!$M$33=\"\",\"\",幹栓区間!$M$33)","v":""},"ｍ"]
[null,null,"③ 直管換算長",null,"=",{"$f":"IF(幹栓区間!$AZ$33=\"\",\"\",幹栓区間!$AZ$33)","v":""},"ｍ"]
[null,null,"④ 流量",null,"=",{"$f":"IF(幹栓区間!$H$33=\"\",\"\",幹栓区間!$H$33)","v":""},"Ｌ/sec   ……",null,{"$f":"IF(幹栓区間!$K$10=\"戸\",\"（\"&幹栓区間!K33&\"戸対象）\",\"（\"&幹栓区間!K33&\"人対象）\")","v":"（戸対象）"}]
[null,null,"⑤ 動水勾配",null,"=",{"$f":"IF(幹栓区間!$AH$33=\"\",\"\",幹栓区間!$AH$33)","v":""},"‰",{"$f":"IF(幹栓区間!$AG$33=\"\",\"\",IF(幹栓区間!$AG$33=\"W\",\"（ウエストン公式より）\",\"（Ｈ．ウィリアムス公式より）\"))","v":""}]
[null,null,"⑥ 損失水頭",null,"=","⑤×(②＋③)"]
[null,null,null,null,"=",{"$f":"IF(F402=\"\",\"\",F402/1000)","v":""},"× (",{"$f":"IF(F399=\"\",\"\",F399)","v":""},"＋",{"$f":"IF(F400=\"\",\"\",F400)","v":""},")"]
[null,null,null,null,"=",{"$f":"IF(幹栓区間!$AJ$33=\"\",\"\",幹栓区間!$AJ$33)","v":""},"ｍ"]
[null,null,"⑦ 立上り",null,"=",{"$f":"IF(幹栓区間!$N$33=\"\",0,ROUND(幹栓区間!$N$33,2))","v":0},"ｍ"]
[null,null,"⑧ 他損失水頭等",null,"=",{"$f":"IF(幹栓区間!$AD$33=\"\",0,ROUND(幹栓区間!$AD$33,2))","v":0},"ｍ",{"$f":"IF(幹栓区間!$AE$33=\"\",\"\",\"（\"&幹栓区間!$AE$33&\"）\")","v":""}]
[null,null,"⑨ 区間所要水頭 h23",null,"=","⑥＋⑦＋⑧"]
[null,null,null,null,"=",{"$f":"IF(F405=\"\",\"\",F405)","v":""},"＋",{"$f":"IF(F406=\"\",\"\",F406)","v":0},"＋",{"$f":"IF(F407=\"\",\"\",F407)","v":0}]
[null,null,null,null,"=",{"$f":"IF(幹栓区間!$F$33=\"\",\"\",幹栓区間!$F$33)","v":""},"ｍ"]
[null,null,"⑩ 累計所要水頭 H23",null,"=","h23＋H22"]
[null,null,null,null,"=",{"$f":"IF(F410=\"\",\"\",F410)","v":""},"＋",{"$f":"IF(F395=\"\",\"\",F395)","v":""}]
[null,null,null,null,"=",{"$f":"IF(幹栓区間!$E$33=\"\",\"\",幹栓区間!$E$33)","v":""},"ｍ"]
[]
[null,"24．区　間",null,{"$f":"IF(幹栓区間!$J$34=\"\",\"\",幹栓区間!$J$34)","v":""}]
[null,null,"① 仮定口径",null,"=",{"$f":"IF(幹栓区間!$L$34=\"\",\"\",幹栓区間!$L$34)","v":""},"ｍｍ"]
[null,null,"② 管延長",null,"=",{"$f":"IF(幹栓区間!$M$34=\"\",\"\",幹栓区間!$M$34)","v":""},"ｍ"]
[null,null,"③ 直管換算長",null,"=",{"$f":"IF(幹栓区間!$AZ$34=\"\",\"\",幹栓区間!$AZ$34)","v":""},"ｍ"]
[null,null,"④ 流量",null,"=",{"$f":"IF(幹栓区間!$H$34=\"\",\"\",幹栓区間!$H$34)","v":""},"Ｌ/sec   ……",null,{"$f":"IF(幹栓区間!$K$10=\"戸\",\"（\"&幹栓区間!K34&\"戸対象）\",\"（\"&幹栓区間!K34&\"人対象）\")","v":"（戸対象）"}]
[null,null,"⑤ 動水勾配",null,"=",{"$f":"IF(幹栓区間!$AH$34=\"\",\"\",幹栓区間!$AH$34)","v":""},"‰",{"$f":"IF(幹栓区間!$AG$34=\"\",\"\",IF(幹栓区間!$AG$34=\"W\",\"（ウエストン公式より）\",\"（Ｈ．ウィリアムス公式より）\"))","v":""}]
[null,null,"⑥ 損失水頭",null,"=","⑤×(②＋③)"]
[null,null,null,null,"=",{"$f":"IF(F420=\"\",\"\",F420/1000)","v":""},"× (",{"$f":"IF(F417=\"\",\"\",F417)","v":""},"＋",{"$f":"IF(F418=\"\",\"\",F418)","v":""},")"]
[null,null,null,null,"=",{"$f":"IF(幹栓区間!$AJ$34=\"\",\"\",幹栓区間!$AJ$34)","v":""},"ｍ"]
[null,null,"⑦ 立上り",null,"=",{"$f":"IF(幹栓区間!$N$34=\"\",0,ROUND(幹栓区間!$N$34,2))","v":0},"ｍ"]
[null,null,"⑧ 他損失水頭等",null,"=",{"$f":"IF(幹栓区間!$AD$34=\"\",0,ROUND(幹栓区間!$AD$34,2))","v":0},"ｍ",{"$f":"IF(幹栓区間!$AE$34=\"\",\"\",\"（\"&幹栓区間!$AE$34&\"）\")","v":""}]
[null,null,"⑨ 区間所要水頭 h24",null,"=","⑥＋⑦＋⑧"]
[null,null,null,null,"=",{"$f":"IF(F423=\"\",\"\",F423)","v":""},"＋",{"$f":"IF(F424=\"\",\"\",F424)","v":0},"＋",{"$f":"IF(F425=\"\",\"\",F425)","v":0}]
[null,null,null,null,"=",{"$f":"IF(幹栓区間!$F$34=\"\",\"\",幹栓区間!$F$34)","v":""},"ｍ"]
[null,null,"⑩ 累計所要水頭 H24",null,"=","h24＋H23"]
[null,null,null,null,"=",{"$f":"IF(F428=\"\",\"\",F428)","v":""},"＋",{"$f":"IF(F413=\"\",\"\",F413)","v":""}]
[null,null,null,null,"=",{"$f":"IF(幹栓区間!$E$34=\"\",\"\",幹栓区間!$E$34)","v":""},"ｍ"]
[]
[null,"25．区　間",null,{"$f":"IF(幹栓区間!$J$35=\"\",\"\",幹栓区間!$J$35)","v":""}]
[null,null,"① 仮定口径",null,"=",{"$f":"IF(幹栓区間!$L$35=\"\",\"\",幹栓区間!$L$35)","v":""},"ｍｍ"]
[null,null,"② 管延長",null,"=",{"$f":"IF(幹栓区間!$M$35=\"\",\"\",幹栓区間!$M$35)","v":""},"ｍ"]
[null,null,"③ 直管換算長",null,"=",{"$f":"IF(幹栓区間!$AZ$35=\"\",\"\",幹栓区間!$AZ$35)","v":""},"ｍ"]
[null,null,"④ 流量",null,"=",{"$f":"IF(幹栓区間!$H$35=\"\",\"\",幹栓区間!$H$35)","v":""},"Ｌ/sec   ……",null,{"$f":"IF(幹栓区間!$K$10=\"戸\",\"（\"&幹栓区間!K35&\"戸対象）\",\"（\"&幹栓区間!K35&\"人対象）\")","v":"（戸対象）"}]
[null,null,"⑤ 動水勾配",null,"=",{"$f":"IF(幹栓区間!$AH$35=\"\",\"\",幹栓区間!$AH$35)","v":""},"‰",{"$f":"IF(幹栓区間!$AG$35=\"\",\"\",IF(幹栓区間!$AG$35=\"W\",\"（ウエストン公式より）\",\"（Ｈ．ウィリアムス公式より）\"))","v":""}]
[null,null,"⑥ 損失水頭",null,"=","⑤×(②＋③)"]
[null,null,null,null,"=",{"$f":"IF(F438=\"\",\"\",F438/1000)","v":""},"× (",{"$f":"IF(F435=\"\",\"\",F435)","v":""},"＋",{"$f":"IF(F436=\"\",\"\",F436)","v":""},")"]
[null,null,null,null,"=",{"$f":"IF(幹栓区間!$AJ$35=\"\",\"\",幹栓区間!$AJ$35)","v":""},"ｍ"]
[null,null,"⑦ 立上り",null,"=",{"$f":"IF(幹栓区間!$N$35=\"\",0,ROUND(幹栓区間!$N$35,2))","v":0},"ｍ"]
[null,null,"⑧ 他損失水頭等",null,"=",{"$f":"IF(幹栓区間!$AD$35=\"\",0,ROUND(幹栓区間!$AD$35,2))","v":0},"ｍ",{"$f":"IF(幹栓区間!$AE$35=\"\",\"\",\"（\"&幹栓区間!$AE$35&\"）\")","v":""}]
[null,null,"⑨ 区間所要水頭 h25",null,"=","⑥＋⑦＋⑧"]
[null,null,null,null,"=",{"$f":"IF(F441=\"\",\"\",F441)","v":""},"＋",{"$f":"IF(F442=\"\",\"\",F442)","v":0},"＋",{"$f":"IF(F443=\"\",\"\",F443)","v":0}]
[null,null,null,null,"=",{"$f":"IF(幹栓区間!$F$35=\"\",\"\",幹栓区間!$F$35)","v":""},"ｍ"]
[null,null,"⑩ 累計所要水頭 H25",null,"=","h25＋H24"]
[null,null,null,null,"=",{"$f":"IF(F446=\"\",\"\",F446)","v":""},"＋",{"$f":"IF(F431=\"\",\"\",F431)","v":""}]
[null,null,null,null,"=",{"$f":"IF(幹栓区間!$E$35=\"\",\"\",幹栓区間!$E$35)","v":""},"ｍ"]
[]
[null,"26．区　間",null,{"$f":"IF(幹栓区間!$J$36=\"\",\"\",幹栓区間!$J$36)","v":""}]
[null,null,"① 仮定口径",null,"=",{"$f":"IF(幹栓区間!$L$36=\"\",\"\",幹栓区間!$L$36)","v":""},"ｍｍ"]
[null,null,"② 管延長",null,"=",{"$f":"IF(幹栓区間!$M$36=\"\",\"\",幹栓区間!$M$36)","v":""},"ｍ"]
[null,null,"③ 直管換算長",null,"=",{"$f":"IF(幹栓区間!$AZ$36=\"\",\"\",幹栓区間!$AZ$36)","v":""},"ｍ"]
[null,null,"④ 流量",null,"=",{"$f":"IF(幹栓区間!$H$36=\"\",\"\",幹栓区間!$H$36)","v":""},"Ｌ/sec   ……",null,{"$f":"IF(幹栓区間!$K$10=\"戸\",\"（\"&幹栓区間!K36&\"戸対象）\",\"（\"&幹栓区間!K36&\"人対象）\")","v":"（戸対象）"}]
[null,null,"⑤ 動水勾配",null,"=",{"$f":"IF(幹栓区間!$AH$36=\"\",\"\",幹栓区間!$AH$36)","v":""},"‰",{"$f":"IF(幹栓区間!$AG$36=\"\",\"\",IF(幹栓区間!$AG$36=\"W\",\"（ウエストン公式より）\",\"（Ｈ．ウィリアムス公式より）\"))","v":""}]
[null,null,"⑥ 損失水頭",null,"=","⑤×(②＋③)"]
[null,null,null,null,"=",{"$f":"IF(F456=\"\",\"\",F456/1000)","v":""},"× (",{"$f":"IF(F453=\"\",\"\",F453)","v":""},"＋",{"$f":"IF(F454=\"\",\"\",F454)","v":""},")"]
[null,null,null,null,"=",{"$f":"IF(幹栓区間!$AJ$36=\"\",\"\",幹栓区間!$AJ$36)","v":""},"ｍ"]
[null,null,"⑦ 立上り",null,"=",{"$f":"IF(幹栓区間!$N$36=\"\",0,ROUND(幹栓区間!$N$36,2))","v":0},"ｍ"]
[null,null,"⑧ 他損失水頭等",null,"=",{"$f":"IF(幹栓区間!$AD$36=\"\",0,ROUND(幹栓区間!$AD$36,2))","v":0},"ｍ",{"$f":"IF(幹栓区間!$AE$36=\"\",\"\",\"（\"&幹栓区間!$AE$36&\"）\")","v":""}]
[null,null,"⑨ 区間所要水頭 h26",null,"=","⑥＋⑦＋⑧"]
[null,null,null,null,"=",{"$f":"IF(F459=\"\",\"\",F459)","v":""},"＋",{"$f":"IF(F460=\"\",\"\",F460)","v":0},"＋",{"$f":"IF(F461=\"\",\"\",F461)","v":0}]
[null,null,null,null,"=",{"$f":"IF(幹栓区間!$F$36=\"\",\"\",幹栓区間!$F$36)","v":""},"ｍ"]
[null,null,"⑩ 累計所要水頭 H26",null,"=","h26＋H25"]
[null,null,null,null,"=",{"$f":"IF(F464=\"\",\"\",F464)","v":""},"＋",{"$f":"IF(F449=\"\",\"\",F449)","v":""}]
[null,null,null,null,"=",{"$f":"IF(幹栓区間!$E$36=\"\",\"\",幹栓区間!$E$36)","v":""},"ｍ"]
[]
[null,"27．区　間",null,{"$f":"IF(幹栓区間!$J$37=\"\",\"\",幹栓区間!$J$37)","v":""}]
[null,null,"① 仮定口径",null,"=",{"$f":"IF(幹栓区間!$L$37=\"\",\"\",幹栓区間!$L$37)","v":""},"ｍｍ"]
[null,null,"② 管延長",null,"=",{"$f":"IF(幹栓区間!$M$37=\"\",\"\",幹栓区間!$M$37)","v":""},"ｍ"]
[null,null,"③ 直管換算長",null,"=",{"$f":"IF(幹栓区間!$AZ$37=\"\",\"\",幹栓区間!$AZ$37)","v":""},"ｍ"]
[null,null,"④ 流量",null,"=",{"$f":"IF(幹栓区間!$H$37=\"\",\"\",幹栓区間!$H$37)","v":""},"Ｌ/sec   ……",null,{"$f":"IF(幹栓区間!$K$10=\"戸\",\"（\"&幹栓区間!K37&\"戸対象）\",\"（\"&幹栓区間!K37&\"人対象）\")","v":"（戸対象）"}]
[null,null,"⑤ 動水勾配",null,"=",{"$f":"IF(幹栓区間!$AH$37=\"\",\"\",幹栓区間!$AH$37)","v":""},"‰",{"$f":"IF(幹栓区間!$AG$37=\"\",\"\",IF(幹栓区間!$AG$37=\"W\",\"（ウエストン公式より）\",\"（Ｈ．ウィリアムス公式より）\"))","v":""}]
[null,null,"⑥ 損失水頭",null,"=","⑤×(②＋③)"]
[null,null,null,null,"=",{"$f":"IF(F474=\"\",\"\",F474/1000)","v":""},"× (",{"$f":"IF(F471=\"\",\"\",F471)","v":""},"＋",{"$f":"IF(F472=\"\",\"\",F472)","v":""},")"]
[null,null,null,null,"=",{"$f":"IF(幹栓区間!$AJ$37=\"\",\"\",幹栓区間!$AJ$37)","v":""},"ｍ"]
[null,null,"⑦ 立上り",null,"=",{"$f":"IF(幹栓区間!$N$37=\"\",0,ROUND(幹栓区間!$N$37,2))","v":0},"ｍ"]
[null,null,"⑧ 他損失水頭等",null,"=",{"$f":"IF(幹栓区間!$AD$37=\"\",0,ROUND(幹栓区間!$AD$37,2))","v":0},"ｍ",{"$f":"IF(幹栓区間!$AE$37=\"\",\"\",\"（\"&幹栓区間!$AE$37&\"）\")","v":""}]
[null,null,"⑨ 区間所要水頭 h27",null,"=","⑥＋⑦＋⑧"]
[null,null,null,null,"=",{"$f":"IF(F477=\"\",\"\",F477)","v":""},"＋",{"$f":"IF(F478=\"\",\"\",F478)","v":0},"＋",{"$f":"IF(F479=\"\",\"\",F479)","v":0}]
[null,null,null,null,"=",{"$f":"IF(幹栓区間!$F$37=\"\",\"\",幹栓区間!$F$37)","v":""},"ｍ"]
[null,null,"⑩ 累計所要水頭 H27",null,"=","h27＋H26"]
[null,null,null,null,"=",{"$f":"IF(F482=\"\",\"\",F482)","v":""},"＋",{"$f":"IF(F467=\"\",\"\",F467)","v":""}]
[null,null,null,null,"=",{"$f":"IF(幹栓区間!$E$37=\"\",\"\",幹栓区間!$E$37)","v":""},"ｍ"]
[]
[null,"28．区　間",null,{"$f":"IF(幹栓区間!$J$38=\"\",\"\",幹栓区間!$J$38)","v":""}]
[null,null,"① 仮定口径",null,"=",{"$f":"IF(幹栓区間!$L$38=\"\",\"\",幹栓区間!$L$38)","v":""},"ｍｍ"]
[null,null,"② 管延長",null,"=",{"$f":"IF(幹栓区間!$M$38=\"\",\"\",幹栓区間!$M$38)","v":""},"ｍ"]
[null,null,"③ 直管換算長",null,"=",{"$f":"IF(幹栓区間!$AZ$38=\"\",\"\",幹栓区間!$AZ$38)","v":""},"ｍ"]
[null,null,"④ 流量",null,"=",{"$f":"IF(幹栓区間!$H$38=\"\",\"\",幹栓区間!$H$38)","v":""},"Ｌ/sec   ……",null,{"$f":"IF(幹栓区間!$K$10=\"戸\",\"（\"&幹栓区間!K38&\"戸対象）\",\"（\"&幹栓区間!K38&\"人対象）\")","v":"（戸対象）"}]
[null,null,"⑤ 動水勾配",null,"=",{"$f":"IF(幹栓区間!$AH$38=\"\",\"\",幹栓区間!$AH$38)","v":""},"‰",{"$f":"IF(幹栓区間!$AG$38=\"\",\"\",IF(幹栓区間!$AG$38=\"W\",\"（ウエストン公式より）\",\"（Ｈ．ウィリアムス公式より）\"))","v":""}]
[null,null,"⑥ 損失水頭",null,"=","⑤×(②＋③)"]
[null,null,null,null,"=",{"$f":"IF(F492=\"\",\"\",F492/1000)","v":""},"× (",{"$f":"IF(F489=\"\",\"\",F489)","v":""},"＋",{"$f":"IF(F490=\"\",\"\",F490)","v":""},")"]
[null,null,null,null,"=",{"$f":"IF(幹栓区間!$AJ$38=\"\",\"\",幹栓区間!$AJ$38)","v":""},"ｍ"]
[null,null,"⑦ 立上り",null,"=",{"$f":"IF(幹栓区間!$N$38=\"\",0,ROUND(幹栓区間!$N$38,2))","v":0},"ｍ"]
[null,null,"⑧ 他損失水頭等",null,"=",{"$f":"IF(幹栓区間!$AD$38=\"\",0,ROUND(幹栓区間!$AD$38,2))","v":0},"ｍ",{"$f":"IF(幹栓区間!$AE$38=\"\",\"\",\"（\"&幹栓区間!$AE$38&\"）\")","v":""}]
[null,null,"⑨ 区間所要水頭 h28",null,"=","⑥＋⑦＋⑧"]
[null,null,null,null,"=",{"$f":"IF(F495=\"\",\"\",F495)","v":""},"＋",{"$f":"IF(F496=\"\",\"\",F496)","v":0},"＋",{"$f":"IF(F497=\"\",\"\",F497)","v":0}]
[null,null,null,null,"=",{"$f":"IF(幹栓区間!$F$38=\"\",\"\",幹栓区間!$F$38)","v":""},"ｍ"]
[null,null,"⑩ 累計所要水頭 H28",null,"=","h28＋H27"]
[null,null,null,null,"=",{"$f":"IF(F500=\"\",\"\",F500)","v":""},"＋",{"$f":"IF(F485=\"\",\"\",F485)","v":""}]
[null,null,null,null,"=",{"$f":"IF(幹栓区間!$E$38=\"\",\"\",幹栓区間!$E$38)","v":""},"ｍ"]
[]
[null,"29．区　間",null,{"$f":"IF(幹栓区間!$J$39=\"\",\"\",幹栓区間!$J$39)","v":""}]
[null,null,"① 仮定口径",null,"=",{"$f":"IF(幹栓区間!$L$39=\"\",\"\",幹栓区間!$L$39)","v":""},"ｍｍ"]
[null,null,"② 管延長",null,"=",{"$f":"IF(幹栓区間!$M$39=\"\",\"\",幹栓区間!$M$39)","v":""},"ｍ"]
[null,null,"③ 直管換算長",null,"=",{"$f":"IF(幹栓区間!$AZ$39=\"\",\"\",幹栓区間!$AZ$39)","v":""},"ｍ"]
[null,null,"④ 流量",null,"=",{"$f":"IF(幹栓区間!$H$39=\"\",\"\",幹栓区間!$H$39)","v":""},"Ｌ/sec   ……",null,{"$f":"IF(幹栓区間!$K$10=\"戸\",\"（\"&幹栓区間!K39&\"戸対象）\",\"（\"&幹栓区間!K39&\"人対象）\")","v":"（戸対象）"}]
[null,null,"⑤ 動水勾配",null,"=",{"$f":"IF(幹栓区間!$AH$39=\"\",\"\",幹栓区間!$AH$39)","v":""},"‰",{"$f":"IF(幹栓区間!$AG$39=\"\",\"\",IF(幹栓区間!$AG$39=\"W\",\"（ウエストン公式より）\",\"（Ｈ．ウィリアムス公式より）\"))","v":""}]
[null,null,"⑥ 損失水頭",null,"=","⑤×(②＋③)"]
[null,null,null,null,"=",{"$f":"IF(F510=\"\",\"\",F510/1000)","v":""},"× (",{"$f":"IF(F507=\"\",\"\",F507)","v":""},"＋",{"$f":"IF(F508=\"\",\"\",F508)","v":""},")"]
[null,null,null,null,"=",{"$f":"IF(幹栓区間!$AJ$39=\"\",\"\",幹栓区間!$AJ$39)","v":""},"ｍ"]
[null,null,"⑦ 立上り",null,"=",{"$f":"IF(幹栓区間!$N$39=\"\",0,ROUND(幹栓区間!$N$39,2))","v":0},"ｍ"]
[null,null,"⑧ 他損失水頭等",null,"=",{"$f":"IF(幹栓区間!$AD$39=\"\",0,ROUND(幹栓区間!$AD$39,2))","v":0},"ｍ",{"$f":"IF(幹栓区間!$AE$39=\"\",\"\",\"（\"&幹栓区間!$AE$39&\"）\")","v":""}]
[null,null,"⑨ 区間所要水頭 h29",null,"=","⑥＋⑦＋⑧"]
[null,null,null,null,"=",{"$f":"IF(F513=\"\",\"\",F513)","v":""},"＋",{"$f":"IF(F514=\"\",\"\",F514)","v":0},"＋",{"$f":"IF(F515=\"\",\"\",F515)","v":0}]
[null,null,null,null,"=",{"$f":"IF(幹栓区間!$F$39=\"\",\"\",幹栓区間!$F$39)","v":""},"ｍ"]
[null,null,"⑩ 累計所要水頭 H29",null,"=","h29＋H28"]
[null,null,null,null,"=",{"$f":"IF(F518=\"\",\"\",F518)","v":""},"＋",{"$f":"IF(F503=\"\",\"\",F503)","v":""}]
[null,null,null,null,"=",{"$f":"IF(幹栓区間!$E$39=\"\",\"\",幹栓区間!$E$39)","v":""},"ｍ"]
[]
[null,"30．区　間",null,{"$f":"IF(幹栓区間!$J$40=\"\",\"\",幹栓区間!$J$40)","v":""}]
[null,null,"① 仮定口径",null,"=",{"$f":"IF(幹栓区間!$L$40=\"\",\"\",幹栓区間!$L$40)","v":""},"ｍｍ"]
[null,null,"② 管延長",null,"=",{"$f":"IF(幹栓区間!$M$40=\"\",\"\",幹栓区間!$M$40)","v":""},"ｍ"]
[null,null,"③ 直管換算長",null,"=",{"$f":"IF(幹栓区間!$AZ$40=\"\",\"\",幹栓区間!$AZ$40)","v":""},"ｍ"]
[null,null,"④ 流量",null,"=",{"$f":"IF(幹栓区間!$H$40=\"\",\"\",幹栓区間!$H$40)","v":""},"Ｌ/sec   ……",null,{"$f":"IF(幹栓区間!$K$10=\"戸\",\"（\"&幹栓区間!K40&\"戸対象）\",\"（\"&幹栓区間!K40&\"人対象）\")","v":"（戸対象）"}]
[null,null,"⑤ 動水勾配",null,"=",{"$f":"IF(幹栓区間!$AH$40=\"\",\"\",幹栓区間!$AH$40)","v":""},"‰",{"$f":"IF(幹栓区間!$AG$40=\"\",\"\",IF(幹栓区間!$AG$40=\"W\",\"（ウエストン公式より）\",\"（Ｈ．ウィリアムス公式より）\"))","v":""}]
[null,null,"⑥ 損失水頭",null,"=","⑤×(②＋③)"]
[null,null,null,null,"=",{"$f":"IF(F528=\"\",\"\",F528/1000)","v":""},"× (",{"$f":"IF(F525=\"\",\"\",F525)","v":""},"＋",{"$f":"IF(F526=\"\",\"\",F526)","v":""},")"]
[null,null,null,null,"=",{"$f":"IF(幹栓区間!$AJ$40=\"\",\"\",幹栓区間!$AJ$40)","v":""},"ｍ"]
[null,null,"⑦ 立上り",null,"=",{"$f":"IF(幹栓区間!$N$40=\"\",0,ROUND(幹栓区間!$N$40,2))","v":0},"ｍ"]
[null,null,"⑧ 他損失水頭等",null,"=",{"$f":"IF(幹栓区間!$AD$40=\"\",0,ROUND(幹栓区間!$AD$40,2))","v":0},"ｍ",{"$f":"IF(幹栓区間!$AE$40=\"\",\"\",\"（\"&幹栓区間!$AE$40&\"）\")","v":""}]
[null,null,"⑨ 区間所要水頭 h30",null,"=","⑥＋⑦＋⑧"]
[null,null,null,null,"=",{"$f":"IF(F531=\"\",\"\",F531)","v":""},"＋",{"$f":"IF(F532=\"\",\"\",F532)","v":0},"＋",{"$f":"IF(F533=\"\",\"\",F533)","v":0}]
[null,null,null,null,"=",{"$f":"IF(幹栓区間!$F$40=\"\",\"\",幹栓区間!$F$40)","v":""},"ｍ"]
[null,null,"⑩ 累計所要水頭 H30",null,"=","h30＋H29"]
[null,null,null,null,"=",{"$f":"IF(F536=\"\",\"\",F536)","v":""},"＋",{"$f":"IF(F521=\"\",\"\",F521)","v":""}]
[null,null,null,null,"=",{"$f":"IF(幹栓区間!$E$40=\"\",\"\",幹栓区間!$E$40)","v":""},"ｍ"]
[]
[null,"31．区　間",null,{"$f":"IF(幹栓区間!$J$41=\"\",\"\",幹栓区間!$J$41)","v":""}]
[null,null,"① 仮定口径",null,"=",{"$f":"IF(幹栓区間!$L$41=\"\",\"\",幹栓区間!$L$41)","v":""},"ｍｍ"]
[null,null,"② 管延長",null,"=",{"$f":"IF(幹栓区間!$M$41=\"\",\"\",幹栓区間!$M$41)","v":""},"ｍ"]
[null,null,"③ 直管換算長",null,"=",{"$f":"IF(幹栓区間!$AZ$41=\"\",\"\",幹栓区間!$AZ$41)","v":""},"ｍ"]
[null,null,"④ 流量",null,"=",{"$f":"IF(幹栓区間!$H$41=\"\",\"\",幹栓区間!$H$41)","v":""},"Ｌ/sec   ……",null,{"$f":"IF(幹栓区間!$K$10=\"戸\",\"（\"&幹栓区間!K41&\"戸対象）\",\"（\"&幹栓区間!K41&\"人対象）\")","v":"（戸対象）"}]
[null,null,"⑤ 動水勾配",null,"=",{"$f":"IF(幹栓区間!$AH$41=\"\",\"\",幹栓区間!$AH$41)","v":""},"‰",{"$f":"IF(幹栓区間!$AG$41=\"\",\"\",IF(幹栓区間!$AG$41=\"W\",\"（ウエストン公式より）\",\"（Ｈ．ウィリアムス公式より）\"))","v":""}]
[null,null,"⑥ 損失水頭",null,"=","⑤×(②＋③)"]
[null,null,null,null,"=",{"$f":"IF(F546=\"\",\"\",F546/1000)","v":""},"× (",{"$f":"IF(F543=\"\",\"\",F543)","v":""},"＋",{"$f":"IF(F544=\"\",\"\",F544)","v":""},")"]
[null,null,null,null,"=",{"$f":"IF(幹栓区間!$AJ$41=\"\",\"\",幹栓区間!$AJ$41)","v":""},"ｍ"]
[null,null,"⑦ 立上り",null,"=",{"$f":"IF(幹栓区間!$N$41=\"\",0,ROUND(幹栓区間!$N$41,2))","v":0},"ｍ"]
[null,null,"⑧ 他損失水頭等",null,"=",{"$f":"IF(幹栓区間!$AD$41=\"\",0,ROUND(幹栓区間!$AD$41,2))","v":0},"ｍ",{"$f":"IF(幹栓区間!$AE$41=\"\",\"\",\"（\"&幹栓区間!$AE$41&\"）\")","v":""}]
[null,null,"⑨ 区間所要水頭 h31",null,"=","⑥＋⑦＋⑧"]
[null,null,null,null,"=",{"$f":"IF(F549=\"\",\"\",F549)","v":""},"＋",{"$f":"IF(F550=\"\",\"\",F550)","v":0},"＋",{"$f":"IF(F551=\"\",\"\",F551)","v":0}]
[null,null,null,null,"=",{"$f":"IF(幹栓区間!$F$41=\"\",\"\",幹栓区間!$F$41)","v":""},"ｍ"]
[null,null,"⑩ 累計所要水頭 H31",null,"=","h31＋H30"]
[null,null,null,null,"=",{"$f":"IF(F554=\"\",\"\",F554)","v":""},"＋",{"$f":"IF(F539=\"\",\"\",F539)","v":""}]
[null,null,null,null,"=",{"$f":"IF(幹栓区間!$E$41=\"\",\"\",幹栓区間!$E$41)","v":""},"ｍ"]
[]
[null,"32．区　間",null,{"$f":"IF(幹栓区間!$J$42=\"\",\"\",幹栓区間!$J$42)","v":""}]
[null,null,"① 仮定口径",null,"=",{"$f":"IF(幹栓区間!$L$42=\"\",\"\",幹栓区間!$L$42)","v":""},"ｍｍ"]
[null,null,"② 管延長",null,"=",{"$f":"IF(幹栓区間!$M$42=\"\",\"\",幹栓区間!$M$42)","v":""},"ｍ"]
[null,null,"③ 直管換算長",null,"=",{"$f":"IF(幹栓区間!$AZ$42=\"\",\"\",幹栓区間!$AZ$42)","v":""},"ｍ"]
[null,null,"④ 流量",null,"=",{"$f":"IF(幹栓区間!$H$42=\"\",\"\",幹栓区間!$H$42)","v":""},"Ｌ/sec   ……",null,{"$f":"IF(幹栓区間!$K$10=\"戸\",\"（\"&幹栓区間!K42&\"戸対象）\",\"（\"&幹栓区間!K42&\"人対象）\")","v":"（戸対象）"}]
[null,null,"⑤ 動水勾配",null,"=",{"$f":"IF(幹栓区間!$AH$42=\"\",\"\",幹栓区間!$AH$42)","v":""},"‰",{"$f":"IF(幹栓区間!$AG$42=\"\",\"\",IF(幹栓区間!$AG$42=\"W\",\"（ウエストン公式より）\",\"（Ｈ．ウィリアムス公式より）\"))","v":""}]
[null,null,"⑥ 損失水頭",null,"=","⑤×(②＋③)"]
[null,null,null,null,"=",{"$f":"IF(F564=\"\",\"\",F564/1000)","v":""},"× (",{"$f":"IF(F561=\"\",\"\",F561)","v":""},"＋",{"$f":"IF(F562=\"\",\"\",F562)","v":""},")"]
[null,null,null,null,"=",{"$f":"IF(幹栓区間!$AJ$42=\"\",\"\",幹栓区間!$AJ$42)","v":""},"ｍ"]
[null,null,"⑦ 立上り",null,"=",{"$f":"IF(幹栓区間!$N$42=\"\",0,ROUND(幹栓区間!$N$42,2))","v":0},"ｍ"]
[null,null,"⑧ 他損失水頭等",null,"=",{"$f":"IF(幹栓区間!$AD$42=\"\",0,ROUND(幹栓区間!$AD$42,2))","v":0},"ｍ",{"$f":"IF(幹栓区間!$AE$42=\"\",\"\",\"（\"&幹栓区間!$AE$42&\"）\")","v":""}]
[null,null,"⑨ 区間所要水頭 h32",null,"=","⑥＋⑦＋⑧"]
[null,null,null,null,"=",{"$f":"IF(F567=\"\",\"\",F567)","v":""},"＋",{"$f":"IF(F568=\"\",\"\",F568)","v":0},"＋",{"$f":"IF(F569=\"\",\"\",F569)","v":0}]
[null,null,null,null,"=",{"$f":"IF(幹栓区間!$F$42=\"\",\"\",幹栓区間!$F$42)","v":""},"ｍ"]
[null,null,"⑩ 累計所要水頭 H32",null,"=","h32＋H31"]
[null,null,null,null,"=",{"$f":"IF(F572=\"\",\"\",F572)","v":""},"＋",{"$f":"IF(F557=\"\",\"\",F557)","v":""}]
[null,null,null,null,"=",{"$f":"IF(幹栓区間!$E$42=\"\",\"\",幹栓区間!$E$42)","v":""},"ｍ"]
[]
[null,"33．区　間",null,{"$f":"IF(幹栓区間!$J$43=\"\",\"\",幹栓区間!$J$43)","v":""}]
[null,null,"① 仮定口径",null,"=",{"$f":"IF(幹栓区間!$L$43=\"\",\"\",幹栓区間!$L$43)","v":""},"ｍｍ"]
[null,null,"② 管延長",null,"=",{"$f":"IF(幹栓区間!$M$43=\"\",\"\",幹栓区間!$M$43)","v":""},"ｍ"]
[null,null,"③ 直管換算長",null,"=",{"$f":"IF(幹栓区間!$AZ$43=\"\",\"\",幹栓区間!$AZ$43)","v":""},"ｍ"]
[null,null,"④ 流量",null,"=",{"$f":"IF(幹栓区間!$H$43=\"\",\"\",幹栓区間!$H$43)","v":""},"Ｌ/sec   ……",null,{"$f":"IF(幹栓区間!$K$10=\"戸\",\"（\"&幹栓区間!K43&\"戸対象）\",\"（\"&幹栓区間!K43&\"人対象）\")","v":"（戸対象）"}]
[null,null,"⑤ 動水勾配",null,"=",{"$f":"IF(幹栓区間!$AH$43=\"\",\"\",幹栓区間!$AH$43)","v":""},"‰",{"$f":"IF(幹栓区間!$AG$43=\"\",\"\",IF(幹栓区間!$AG$43=\"W\",\"（ウエストン公式より）\",\"（Ｈ．ウィリアムス公式より）\"))","v":""}]
[null,null,"⑥ 損失水頭",null,"=","⑤×(②＋③)"]
[null,null,null,null,"=",{"$f":"IF(F582=\"\",\"\",F582/1000)","v":""},"× (",{"$f":"IF(F579=\"\",\"\",F579)","v":""},"＋",{"$f":"IF(F580=\"\",\"\",F580)","v":""},")"]
[null,null,null,null,"=",{"$f":"IF(幹栓区間!$AJ$43=\"\",\"\",幹栓区間!$AJ$43)","v":""},"ｍ"]
[null,null,"⑦ 立上り",null,"=",{"$f":"IF(幹栓区間!$N$43=\"\",0,ROUND(幹栓区間!$N$43,2))","v":0},"ｍ"]
[null,null,"⑧ 他損失水頭等",null,"=",{"$f":"IF(幹栓区間!$AD$43=\"\",0,ROUND(幹栓区間!$AD$43,2))","v":0},"ｍ",{"$f":"IF(幹栓区間!$AE$43=\"\",\"\",\"（\"&幹栓区間!$AE$43&\"）\")","v":""}]
[null,null,"⑨ 区間所要水頭 h33",null,"=","⑥＋⑦＋⑧"]
[null,null,null,null,"=",{"$f":"IF(F585=\"\",\"\",F585)","v":""},"＋",{"$f":"IF(F586=\"\",\"\",F586)","v":0},"＋",{"$f":"IF(F587=\"\",\"\",F587)","v":0}]
[null,null,null,null,"=",{"$f":"IF(幹栓区間!$F$43=\"\",\"\",幹栓区間!$F$43)","v":""},"ｍ"]
[null,null,"⑩ 累計所要水頭 H33",null,"=","h33＋H32"]
[null,null,null,null,"=",{"$f":"IF(F590=\"\",\"\",F590)","v":""},"＋",{"$f":"IF(F575=\"\",\"\",F575)","v":""}]
[null,null,null,null,"=",{"$f":"IF(幹栓区間!$E$43=\"\",\"\",幹栓区間!$E$43)","v":""},"ｍ"]
[]
[null,"34．区　間",null,{"$f":"IF(幹栓区間!$J$44=\"\",\"\",幹栓区間!$J$44)","v":""}]
[null,null,"① 仮定口径",null,"=",{"$f":"IF(幹栓区間!$L$44=\"\",\"\",幹栓区間!$L$44)","v":""},"ｍｍ"]
[null,null,"② 管延長",null,"=",{"$f":"IF(幹栓区間!$M$44=\"\",\"\",幹栓区間!$M$44)","v":""},"ｍ"]
[null,null,"③ 直管換算長",null,"=",{"$f":"IF(幹栓区間!$AZ$44=\"\",\"\",幹栓区間!$AZ$44)","v":""},"ｍ"]
[null,null,"④ 流量",null,"=",{"$f":"IF(幹栓区間!$H$44=\"\",\"\",幹栓区間!$H$44)","v":""},"Ｌ/sec   ……",null,{"$f":"IF(幹栓区間!$K$10=\"戸\",\"（\"&幹栓区間!K44&\"戸対象）\",\"（\"&幹栓区間!K44&\"人対象）\")","v":"（戸対象）"}]
[null,null,"⑤ 動水勾配",null,"=",{"$f":"IF(幹栓区間!$AH$44=\"\",\"\",幹栓区間!$AH$44)","v":""},"‰",{"$f":"IF(幹栓区間!$AG$44=\"\",\"\",IF(幹栓区間!$AG$44=\"W\",\"（ウエストン公式より）\",\"（Ｈ．ウィリアムス公式より）\"))","v":""}]
[null,null,"⑥ 損失水頭",null,"=","⑤×(②＋③)"]
[null,null,null,null,"=",{"$f":"IF(F600=\"\",\"\",F600/1000)","v":""},"× (",{"$f":"IF(F597=\"\",\"\",F597)","v":""},"＋",{"$f":"IF(F598=\"\",\"\",F598)","v":""},")"]
[null,null,null,null,"=",{"$f":"IF(幹栓区間!$AJ$44=\"\",\"\",幹栓区間!$AJ$44)","v":""},"ｍ"]
[null,null,"⑦ 立上り",null,"=",{"$f":"IF(幹栓区間!$N$44=\"\",0,ROUND(幹栓区間!$N$44,2))","v":0},"ｍ"]
[null,null,"⑧ 他損失水頭等",null,"=",{"$f":"IF(幹栓区間!$AD$44=\"\",0,ROUND(幹栓区間!$AD$44,2))","v":0},"ｍ",{"$f":"IF(幹栓区間!$AE$44=\"\",\"\",\"（\"&幹栓区間!$AE$44&\"）\")","v":""}]
[null,null,"⑨ 区間所要水頭 h34",null,"=","⑥＋⑦＋⑧"]
[null,null,null,null,"=",{"$f":"IF(F603=\"\",\"\",F603)","v":""},"＋",{"$f":"IF(F604=\"\",\"\",F604)","v":0},"＋",{"$f":"IF(F605=\"\",\"\",F605)","v":0}]
[null,null,null,null,"=",{"$f":"IF(幹栓区間!$F$44=\"\",\"\",幹栓区間!$F$44)","v":""},"ｍ"]
[null,null,"⑩ 累計所要水頭 H34",null,"=","h34＋H33"]
[null,null,null,null,"=",{"$f":"IF(F608=\"\",\"\",F608)","v":""},"＋",{"$f":"IF(F593=\"\",\"\",F593)","v":""}]
[null,null,null,null,"=",{"$f":"IF(幹栓区間!$E$44=\"\",\"\",幹栓区間!$E$44)","v":""},"ｍ"]
[]
[null,"35．区　間",null,{"$f":"IF(幹栓区間!$J$45=\"\",\"\",幹栓区間!$J$45)","v":""}]
[null,null,"① 仮定口径",null,"=",{"$f":"IF(幹栓区間!$L$45=\"\",\"\",幹栓区間!$L$45)","v":""},"ｍｍ"]
[null,null,"② 管延長",null,"=",{"$f":"IF(幹栓区間!$M$45=\"\",\"\",幹栓区間!$M$45)","v":""},"ｍ"]
[null,null,"③ 直管換算長",null,"=",{"$f":"IF(幹栓区間!$AZ$45=\"\",\"\",幹栓区間!$AZ$45)","v":""},"ｍ"]
[null,null,"④ 流量",null,"=",{"$f":"IF(幹栓区間!$H$45=\"\",\"\",幹栓区間!$H$45)","v":""},"Ｌ/sec   ……",null,{"$f":"IF(幹栓区間!$K$10=\"戸\",\"（\"&幹栓区間!K45&\"戸対象）\",\"（\"&幹栓区間!K45&\"人対象）\")","v":"（戸対象）"}]
[null,null,"⑤ 動水勾配",null,"=",{"$f":"IF(幹栓区間!$AH$45=\"\",\"\",幹栓区間!$AH$45)","v":""},"‰",{"$f":"IF(幹栓区間!$AG$45=\"\",\"\",IF(幹栓区間!$AG$45=\"W\",\"（ウエストン公式より）\",\"（Ｈ．ウィリアムス公式より）\"))","v":""}]
[null,null,"⑥ 損失水頭",null,"=","⑤×(②＋③)"]
[null,null,null,null,"=",{"$f":"IF(F618=\"\",\"\",F618/1000)","v":""},"× (",{"$f":"IF(F615=\"\",\"\",F615)","v":""},"＋",{"$f":"IF(F616=\"\",\"\",F616)","v":""},")"]
[null,null,null,null,"=",{"$f":"IF(幹栓区間!$AJ$45=\"\",\"\",幹栓区間!$AJ$45)","v":""},"ｍ"]
[null,null,"⑦ 立上り",null,"=",{"$f":"IF(幹栓区間!$N$45=\"\",0,ROUND(幹栓区間!$N$45,2))","v":0},"ｍ"]
[null,null,"⑧ 他損失水頭等",null,"=",{"$f":"IF(幹栓区間!$AD$45=\"\",0,ROUND(幹栓区間!$AD$45,2))","v":0},"ｍ",{"$f":"IF(幹栓区間!$AE$45=\"\",\"\",\"（\"&幹栓区間!$AE$45&\"）\")","v":""}]
[null,null,"⑨ 区間所要水頭 h35",null,"=","⑥＋⑦＋⑧"]
[null,null,null,null,"=",{"$f":"IF(F621=\"\",\"\",F621)","v":""},"＋",{"$f":"IF(F622=\"\",\"\",F622)","v":0},"＋",{"$f":"IF(F623=\"\",\"\",F623)","v":0}]
[null,null,null,null,"=",{"$f":"IF(幹栓区間!$F$45=\"\",\"\",幹栓区間!$F$45)","v":""},"ｍ"]
[null,null,"⑩ 累計所要水頭 H35",null,"=","h35＋H34"]
[null,null,null,null,"=",{"$f":"IF(F626=\"\",\"\",F626)","v":""},"＋",{"$f":"IF(F611=\"\",\"\",F611)","v":""}]
[null,null,null,null,"=",{"$f":"IF(幹栓区間!$E$45=\"\",\"\",幹栓区間!$E$45)","v":""},"ｍ"]
[]
[null,"36．区　間",null,{"$f":"IF(幹栓区間!$J$46=\"\",\"\",幹栓区間!$J$46)","v":""}]
[null,null,"① 仮定口径",null,"=",{"$f":"IF(幹栓区間!$L$46=\"\",\"\",幹栓区間!$L$46)","v":""},"ｍｍ"]
[null,null,"② 管延長",null,"=",{"$f":"IF(幹栓区間!$M$46=\"\",\"\",幹栓区間!$M$46)","v":""},"ｍ"]
[null,null,"③ 直管換算長",null,"=",{"$f":"IF(幹栓区間!$AZ$46=\"\",\"\",幹栓区間!$AZ$46)","v":""},"ｍ"]
[null,null,"④ 流量",null,"=",{"$f":"IF(幹栓区間!$H$46=\"\",\"\",幹栓区間!$H$46)","v":""},"Ｌ/sec   ……",null,{"$f":"IF(幹栓区間!$K$10=\"戸\",\"（\"&幹栓区間!K46&\"戸対象）\",\"（\"&幹栓区間!K46&\"人対象）\")","v":"（戸対象）"}]
[null,null,"⑤ 動水勾配",null,"=",{"$f":"IF(幹栓区間!$AH$46=\"\",\"\",幹栓区間!$AH$46)","v":""},"‰",{"$f":"IF(幹栓区間!$AG$46=\"\",\"\",IF(幹栓区間!$AG$46=\"W\",\"（ウエストン公式より）\",\"（Ｈ．ウィリアムス公式より）\"))","v":""}]
[null,null,"⑥ 損失水頭",null,"=","⑤×(②＋③)"]
[null,null,null,null,"=",{"$f":"IF(F636=\"\",\"\",F636/1000)","v":""},"× (",{"$f":"IF(F633=\"\",\"\",F633)","v":""},"＋",{"$f":"IF(F634=\"\",\"\",F634)","v":""},")"]
[null,null,null,null,"=",{"$f":"IF(幹栓区間!$AJ$46=\"\",\"\",幹栓区間!$AJ$46)","v":""},"ｍ"]
[null,null,"⑦ 立上り",null,"=",{"$f":"IF(幹栓区間!$N$46=\"\",0,ROUND(幹栓区間!$N$46,2))","v":0},"ｍ"]
[null,null,"⑧ 他損失水頭等",null,"=",{"$f":"IF(幹栓区間!$AD$46=\"\",0,ROUND(幹栓区間!$AD$46,2))","v":0},"ｍ",{"$f":"IF(幹栓区間!$AE$46=\"\",\"\",\"（\"&幹栓区間!$AE$46&\"）\")","v":""}]
[null,null,"⑨ 区間所要水頭 h36",null,"=","⑥＋⑦＋⑧"]
[null,null,null,null,"=",{"$f":"IF(F639=\"\",\"\",F639)","v":""},"＋",{"$f":"IF(F640=\"\",\"\",F640)","v":0},"＋",{"$f":"IF(F641=\"\",\"\",F641)","v":0}]
[null,null,null,null,"=",{"$f":"IF(幹栓区間!$F$46=\"\",\"\",幹栓区間!$F$46)","v":""},"ｍ"]
[null,null,"⑩ 累計所要水頭 H36",null,"=","h36＋H35"]
[null,null,null,null,"=",{"$f":"IF(F644=\"\",\"\",F644)","v":""},"＋",{"$f":"IF(F629=\"\",\"\",F629)","v":""}]
[null,null,null,null,"=",{"$f":"IF(幹栓区間!$E$46=\"\",\"\",幹栓区間!$E$46)","v":""},"ｍ"]
[]
[null,"37．区　間",null,{"$f":"IF(幹栓区間!$J$47=\"\",\"\",幹栓区間!$J$47)","v":""}]
[null,null,"① 仮定口径",null,"=",{"$f":"IF(幹栓区間!$L$47=\"\",\"\",幹栓区間!$L$47)","v":""},"ｍｍ"]
[null,null,"② 管延長",null,"=",{"$f":"IF(幹栓区間!$M$47=\"\",\"\",幹栓区間!$M$47)","v":""},"ｍ"]
[null,null,"③ 直管換算長",null,"=",{"$f":"IF(幹栓区間!$AZ$47=\"\",\"\",幹栓区間!$AZ$47)","v":""},"ｍ"]
[null,null,"④ 流量",null,"=",{"$f":"IF(幹栓区間!$H$47=\"\",\"\",幹栓区間!$H$47)","v":""},"Ｌ/sec   ……",null,{"$f":"IF(幹栓区間!$K$10=\"戸\",\"（\"&幹栓区間!K47&\"戸対象）\",\"（\"&幹栓区間!K47&\"人対象）\")","v":"（戸対象）"}]
[null,null,"⑤ 動水勾配",null,"=",{"$f":"IF(幹栓区間!$AH$47=\"\",\"\",幹栓区間!$AH$47)","v":""},"‰",{"$f":"IF(幹栓区間!$AG$47=\"\",\"\",IF(幹栓区間!$AG$47=\"W\",\"（ウエストン公式より）\",\"（Ｈ．ウィリアムス公式より）\"))","v":""}]
[null,null,"⑥ 損失水頭",null,"=","⑤×(②＋③)"]
[null,null,null,null,"=",{"$f":"IF(F654=\"\",\"\",F654/1000)","v":""},"× (",{"$f":"IF(F651=\"\",\"\",F651)","v":""},"＋",{"$f":"IF(F652=\"\",\"\",F652)","v":""},")"]
[null,null,null,null,"=",{"$f":"IF(幹栓区間!$AJ$47=\"\",\"\",幹栓区間!$AJ$47)","v":""},"ｍ"]
[null,null,"⑦ 立上り",null,"=",{"$f":"IF(幹栓区間!$N$47=\"\",0,ROUND(幹栓区間!$N$47,2))","v":0},"ｍ"]
[null,null,"⑧ 他損失水頭等",null,"=",{"$f":"IF(幹栓区間!$AD$47=\"\",0,ROUND(幹栓区間!$AD$47,2))","v":0},"ｍ",{"$f":"IF(幹栓区間!$AE$47=\"\",\"\",\"（\"&幹栓区間!$AE$47&\"）\")","v":""}]
[null,null,"⑨ 区間所要水頭 h37",null,"=","⑥＋⑦＋⑧"]
[null,null,null,null,"=",{"$f":"IF(F657=\"\",\"\",F657)","v":""},"＋",{"$f":"IF(F658=\"\",\"\",F658)","v":0},"＋",{"$f":"IF(F659=\"\",\"\",F659)","v":0}]
[null,null,null,null,"=",{"$f":"IF(幹栓区間!$F$47=\"\",\"\",幹栓区間!$F$47)","v":""},"ｍ"]
[null,null,"⑩ 累計所要水頭 H37",null,"=","h37＋H36"]
[null,null,null,null,"=",{"$f":"IF(F662=\"\",\"\",F662)","v":""},"＋",{"$f":"IF(F647=\"\",\"\",F647)","v":""}]
[null,null,null,null,"=",{"$f":"IF(幹栓区間!$E$47=\"\",\"\",幹栓区間!$E$47)","v":""},"ｍ"]
[]
[null,"38．区　間",null,{"$f":"IF(幹栓区間!$J$48=\"\",\"\",幹栓区間!$J$48)","v":""}]
[null,null,"① 仮定口径",null,"=",{"$f":"IF(幹栓区間!$L$48=\"\",\"\",幹栓区間!$L$48)","v":""},"ｍｍ"]
[null,null,"② 管延長",null,"=",{"$f":"IF(幹栓区間!$M$48=\"\",\"\",幹栓区間!$M$48)","v":""},"ｍ"]
[null,null,"③ 直管換算長",null,"=",{"$f":"IF(幹栓区間!$AZ$48=\"\",\"\",幹栓区間!$AZ$48)","v":""},"ｍ"]
[null,null,"④ 流量",null,"=",{"$f":"IF(幹栓区間!$H$48=\"\",\"\",幹栓区間!$H$48)","v":""},"Ｌ/sec   ……",null,{"$f":"IF(幹栓区間!$K$10=\"戸\",\"（\"&幹栓区間!K48&\"戸対象）\",\"（\"&幹栓区間!K48&\"人対象）\")","v":"（戸対象）"}]
[null,null,"⑤ 動水勾配",null,"=",{"$f":"IF(幹栓区間!$AH$48=\"\",\"\",幹栓区間!$AH$48)","v":""},"‰",{"$f":"IF(幹栓区間!$AG$48=\"\",\"\",IF(幹栓区間!$AG$48=\"W\",\"（ウエストン公式より）\",\"（Ｈ．ウィリアムス公式より）\"))","v":""}]
[null,null,"⑥ 損失水頭",null,"=","⑤×(②＋③)"]
[null,null,null,null,"=",{"$f":"IF(F672=\"\",\"\",F672/1000)","v":""},"× (",{"$f":"IF(F669=\"\",\"\",F669)","v":""},"＋",{"$f":"IF(F670=\"\",\"\",F670)","v":""},")"]
[null,null,null,null,"=",{"$f":"IF(幹栓区間!$AJ$48=\"\",\"\",幹栓区間!$AJ$48)","v":""},"ｍ"]
[null,null,"⑦ 立上り",null,"=",{"$f":"IF(幹栓区間!$N$48=\"\",0,ROUND(幹栓区間!$N$48,2))","v":0},"ｍ"]
[null,null,"⑧ 他損失水頭等",null,"=",{"$f":"IF(幹栓区間!$AD$48=\"\",0,ROUND(幹栓区間!$AD$48,2))","v":0},"ｍ",{"$f":"IF(幹栓区間!$AE$48=\"\",\"\",\"（\"&幹栓区間!$AE$48&\"）\")","v":""}]
[null,null,"⑨ 区間所要水頭 h38",null,"=","⑥＋⑦＋⑧"]
[null,null,null,null,"=",{"$f":"IF(F675=\"\",\"\",F675)","v":""},"＋",{"$f":"IF(F676=\"\",\"\",F676)","v":0},"＋",{"$f":"IF(F677=\"\",\"\",F677)","v":0}]
[null,null,null,null,"=",{"$f":"IF(幹栓区間!$F$48=\"\",\"\",幹栓区間!$F$48)","v":""},"ｍ"]
[null,null,"⑩ 累計所要水頭 H38",null,"=","h38＋H37"]
[null,null,null,null,"=",{"$f":"IF(F680=\"\",\"\",F680)","v":""},"＋",{"$f":"IF(F665=\"\",\"\",F665)","v":""}]
[null,null,null,null,"=",{"$f":"IF(幹栓区間!$E$48=\"\",\"\",幹栓区間!$E$48)","v":""},"ｍ"]
[]
[null,"39．区　間",null,{"$f":"IF(幹栓区間!$J$49=\"\",\"\",幹栓区間!$J$49)","v":""}]
[null,null,"① 仮定口径",null,"=",{"$f":"IF(幹栓区間!$L$49=\"\",\"\",幹栓区間!$L$49)","v":""},"ｍｍ"]
[null,null,"② 管延長",null,"=",{"$f":"IF(幹栓区間!$M$49=\"\",\"\",幹栓区間!$M$49)","v":""},"ｍ"]
[null,null,"③ 直管換算長",null,"=",{"$f":"IF(幹栓区間!$AZ$49=\"\",\"\",幹栓区間!$AZ$49)","v":""},"ｍ"]
[null,null,"④ 流量",null,"=",{"$f":"IF(幹栓区間!$H$49=\"\",\"\",幹栓区間!$H$49)","v":""},"Ｌ/sec   ……",null,{"$f":"IF(幹栓区間!$K$10=\"戸\",\"（\"&幹栓区間!K49&\"戸対象）\",\"（\"&幹栓区間!K49&\"人対象）\")","v":"（戸対象）"}]
[null,null,"⑤ 動水勾配",null,"=",{"$f":"IF(幹栓区間!$AH$49=\"\",\"\",幹栓区間!$AH$49)","v":""},"‰",{"$f":"IF(幹栓区間!$AG$49=\"\",\"\",IF(幹栓区間!$AG$49=\"W\",\"（ウエストン公式より）\",\"（Ｈ．ウィリアムス公式より）\"))","v":""}]
[null,null,"⑥ 損失水頭",null,"=","⑤×(②＋③)"]
[null,null,null,null,"=",{"$f":"IF(F690=\"\",\"\",F690/1000)","v":""},"× (",{"$f":"IF(F687=\"\",\"\",F687)","v":""},"＋",{"$f":"IF(F688=\"\",\"\",F688)","v":""},")"]
[null,null,null,null,"=",{"$f":"IF(幹栓区間!$AJ$49=\"\",\"\",幹栓区間!$AJ$49)","v":""},"ｍ"]
[null,null,"⑦ 立上り",null,"=",{"$f":"IF(幹栓区間!$N$49=\"\",0,ROUND(幹栓区間!$N$49,2))","v":0},"ｍ"]
[null,null,"⑧ 他損失水頭等",null,"=",{"$f":"IF(幹栓区間!$AD$49=\"\",0,ROUND(幹栓区間!$AD$49,2))","v":0},"ｍ",{"$f":"IF(幹栓区間!$AE$49=\"\",\"\",\"（\"&幹栓区間!$AE$49&\"）\")","v":""}]
[null,null,"⑨ 区間所要水頭 h39",null,"=","⑥＋⑦＋⑧"]
[null,null,null,null,"=",{"$f":"IF(F693=\"\",\"\",F693)","v":""},"＋",{"$f":"IF(F694=\"\",\"\",F694)","v":0},"＋",{"$f":"IF(F695=\"\",\"\",F695)","v":0}]
[null,null,null,null,"=",{"$f":"IF(幹栓区間!$F$49=\"\",\"\",幹栓区間!$F$49)","v":""},"ｍ"]
[null,null,"⑩ 累計所要水頭 H39",null,"=","h39＋H38"]
[null,null,null,null,"=",{"$f":"IF(F698=\"\",\"\",F698)","v":""},"＋",{"$f":"IF(F683=\"\",\"\",F683)","v":""}]
[null,null,null,null,"=",{"$f":"IF(幹栓区間!$E$49=\"\",\"\",幹栓区間!$E$49)","v":""},"ｍ"]
[]
[null,"40．区　間",null,{"$f":"IF(幹栓区間!$J$50=\"\",\"\",幹栓区間!$J$50)","v":""}]
[null,null,"① 仮定口径",null,"=",{"$f":"IF(幹栓区間!$L$50=\"\",\"\",幹栓区間!$L$50)","v":""},"ｍｍ"]
[null,null,"② 管延長",null,"=",{"$f":"IF(幹栓区間!$M$50=\"\",\"\",幹栓区間!$M$50)","v":""},"ｍ"]
[null,null,"③ 直管換算長",null,"=",{"$f":"IF(幹栓区間!$AZ$50=\"\",\"\",幹栓区間!$AZ$50)","v":""},"ｍ"]
[null,null,"④ 流量",null,"=",{"$f":"IF(幹栓区間!$H$50=\"\",\"\",幹栓区間!$H$50)","v":""},"Ｌ/sec   ……",null,{"$f":"IF(幹栓区間!$K$10=\"戸\",\"（\"&幹栓区間!K50&\"戸対象）\",\"（\"&幹栓区間!K50&\"人対象）\")","v":"（戸対象）"}]
[null,null,"⑤ 動水勾配",null,"=",{"$f":"IF(幹栓区間!$AH$50=\"\",\"\",幹栓区間!$AH$50)","v":""},"‰",{"$f":"IF(幹栓区間!$AG$50=\"\",\"\",IF(幹栓区間!$AG$50=\"W\",\"（ウエストン公式より）\",\"（Ｈ．ウィリアムス公式より）\"))","v":""}]
[null,null,"⑥ 損失水頭",null,"=","⑤×(②＋③)"]
[null,null,null,null,"=",{"$f":"IF(F708=\"\",\"\",F708/1000)","v":""},"× (",{"$f":"IF(F705=\"\",\"\",F705)","v":""},"＋",{"$f":"IF(F706=\"\",\"\",F706)","v":""},")"]
[null,null,null,null,"=",{"$f":"IF(幹栓区間!$AJ$50=\"\",\"\",幹栓区間!$AJ$50)","v":""},"ｍ"]
[null,null,"⑦ 立上り",null,"=",{"$f":"IF(幹栓区間!$N$50=\"\",0,ROUND(幹栓区間!$N$50,2))","v":0},"ｍ"]
[null,null,"⑧ 他損失水頭等",null,"=",{"$f":"IF(幹栓区間!$AD$50=\"\",0,ROUND(幹栓区間!$AD$50,2))","v":0},"ｍ",{"$f":"IF(幹栓区間!$AE$50=\"\",\"\",\"（\"&幹栓区間!$AE$50&\"）\")","v":""}]
[null,null,"⑨ 区間所要水頭 h40",null,"=","⑥＋⑦＋⑧"]
[null,null,null,null,"=",{"$f":"IF(F711=\"\",\"\",F711)","v":""},"＋",{"$f":"IF(F712=\"\",\"\",F712)","v":0},"＋",{"$f":"IF(F713=\"\",\"\",F713)","v":0}]
[null,null,null,null,"=",{"$f":"IF(幹栓区間!$F$50=\"\",\"\",幹栓区間!$F$50)","v":""},"ｍ"]
[null,null,"⑩ 累計所要水頭 H40",null,"=","h40＋H39"]
[null,null,null,null,"=",{"$f":"IF(F716=\"\",\"\",F716)","v":""},"＋",{"$f":"IF(F701=\"\",\"\",F701)","v":""}]
[null,null,null,null,"=",{"$f":"IF(幹栓区間!$E$50=\"\",\"\",幹栓区間!$E$50)","v":""},"ｍ"]
[]
[null,"41．区　間",null,{"$f":"IF(幹栓区間!$J$51=\"\",\"\",幹栓区間!$J$51)","v":""}]
[null,null,"① 仮定口径",null,"=",{"$f":"IF(幹栓区間!$L$51=\"\",\"\",幹栓区間!$L$51)","v":""},"ｍｍ"]
[null,null,"② 管延長",null,"=",{"$f":"IF(幹栓区間!$M$51=\"\",\"\",幹栓区間!$M$51)","v":""},"ｍ"]
[null,null,"③ 直管換算長",null,"=",{"$f":"IF(幹栓区間!$AZ$51=\"\",\"\",幹栓区間!$AZ$51)","v":""},"ｍ"]
[null,null,"④ 流量",null,"=",{"$f":"IF(幹栓区間!$H$51=\"\",\"\",幹栓区間!$H$51)","v":""},"Ｌ/sec   ……",null,{"$f":"IF(幹栓区間!$K$10=\"戸\",\"（\"&幹栓区間!K51&\"戸対象）\",\"（\"&幹栓区間!K51&\"人対象）\")","v":"（戸対象）"}]
[null,null,"⑤ 動水勾配",null,"=",{"$f":"IF(幹栓区間!$AH$51=\"\",\"\",幹栓区間!$AH$51)","v":""},"‰",{"$f":"IF(幹栓区間!$AG$51=\"\",\"\",IF(幹栓区間!$AG$51=\"W\",\"（ウエストン公式より）\",\"（Ｈ．ウィリアムス公式より）\"))","v":""}]
[null,null,"⑥ 損失水頭",null,"=","⑤×(②＋③)"]
[null,null,null,null,"=",{"$f":"IF(F726=\"\",\"\",F726/1000)","v":""},"× (",{"$f":"IF(F723=\"\",\"\",F723)","v":""},"＋",{"$f":"IF(F724=\"\",\"\",F724)","v":""},")"]
[null,null,null,null,"=",{"$f":"IF(幹栓区間!$AJ$51=\"\",\"\",幹栓区間!$AJ$51)","v":""},"ｍ"]
[null,null,"⑦ 立上り",null,"=",{"$f":"IF(幹栓区間!$N$51=\"\",0,ROUND(幹栓区間!$N$51,2))","v":0},"ｍ"]
[null,null,"⑧ 他損失水頭等",null,"=",{"$f":"IF(幹栓区間!$AD$51=\"\",0,ROUND(幹栓区間!$AD$51,2))","v":0},"ｍ",{"$f":"IF(幹栓区間!$AE$51=\"\",\"\",\"（\"&幹栓区間!$AE$51&\"）\")","v":""}]
[null,null,"⑨ 区間所要水頭 h41",null,"=","⑥＋⑦＋⑧"]
[null,null,null,null,"=",{"$f":"IF(F729=\"\",\"\",F729)","v":""},"＋",{"$f":"IF(F730=\"\",\"\",F730)","v":0},"＋",{"$f":"IF(F731=\"\",\"\",F731)","v":0}]
[null,null,null,null,"=",{"$f":"IF(幹栓区間!$F$51=\"\",\"\",幹栓区間!$F$51)","v":""},"ｍ"]
[null,null,"⑩ 累計所要水頭 H41",null,"=","h41＋H40"]
[null,null,null,null,"=",{"$f":"IF(F734=\"\",\"\",F734)","v":""},"＋",{"$f":"IF(F719=\"\",\"\",F719)","v":""}]
[null,null,null,null,"=",{"$f":"IF(幹栓区間!$E$51=\"\",\"\",幹栓区間!$E$51)","v":""},"ｍ"]
[]
[null,"42．区　間",null,{"$f":"IF(幹栓区間!$J$52=\"\",\"\",幹栓区間!$J$52)","v":""}]
[null,null,"① 仮定口径",null,"=",{"$f":"IF(幹栓区間!$L$52=\"\",\"\",幹栓区間!$L$52)","v":""},"ｍｍ"]
[null,null,"② 管延長",null,"=",{"$f":"IF(幹栓区間!$M$52=\"\",\"\",幹栓区間!$M$52)","v":""},"ｍ"]
[null,null,"③ 直管換算長",null,"=",{"$f":"IF(幹栓区間!$AZ$52=\"\",\"\",幹栓区間!$AZ$52)","v":""},"ｍ"]
[null,null,"④ 流量",null,"=",{"$f":"IF(幹栓区間!$H$52=\"\",\"\",幹栓区間!$H$52)","v":""},"Ｌ/sec   ……",null,{"$f":"IF(幹栓区間!$K$10=\"戸\",\"（\"&幹栓区間!K52&\"戸対象）\",\"（\"&幹栓区間!K52&\"人対象）\")","v":"（戸対象）"}]
[null,null,"⑤ 動水勾配",null,"=",{"$f":"IF(幹栓区間!$AH$52=\"\",\"\",幹栓区間!$AH$52)","v":""},"‰",{"$f":"IF(幹栓区間!$AG$52=\"\",\"\",IF(幹栓区間!$AG$52=\"W\",\"（ウエストン公式より）\",\"（Ｈ．ウィリアムス公式より）\"))","v":""}]
[null,null,"⑥ 損失水頭",null,"=","⑤×(②＋③)"]
[null,null,null,null,"=",{"$f":"IF(F744=\"\",\"\",F744/1000)","v":""},"× (",{"$f":"IF(F741=\"\",\"\",F741)","v":""},"＋",{"$f":"IF(F742=\"\",\"\",F742)","v":""},")"]
[null,null,null,null,"=",{"$f":"IF(幹栓区間!$AJ$52=\"\",\"\",幹栓区間!$AJ$52)","v":""},"ｍ"]
[null,null,"⑦ 立上り",null,"=",{"$f":"IF(幹栓区間!$N$52=\"\",0,ROUND(幹栓区間!$N$52,2))","v":0},"ｍ"]
[null,null,"⑧ 他損失水頭等",null,"=",{"$f":"IF(幹栓区間!$AD$52=\"\",0,ROUND(幹栓区間!$AD$52,2))","v":0},"ｍ",{"$f":"IF(幹栓区間!$AE$52=\"\",\"\",\"（\"&幹栓区間!$AE$52&\"）\")","v":""}]
[null,null,"⑨ 区間所要水頭 h42",null,"=","⑥＋⑦＋⑧"]
[null,null,null,null,"=",{"$f":"IF(F747=\"\",\"\",F747)","v":""},"＋",{"$f":"IF(F748=\"\",\"\",F748)","v":0},"＋",{"$f":"IF(F749=\"\",\"\",F749)","v":0}]
[null,null,null,null,"=",{"$f":"IF(幹栓区間!$F$52=\"\",\"\",幹栓区間!$F$52)","v":""},"ｍ"]
[null,null,"⑩ 累計所要水頭 H42",null,"=","h42＋H41"]
[null,null,null,null,"=",{"$f":"IF(F752=\"\",\"\",F752)","v":""},"＋",{"$f":"IF(F737=\"\",\"\",F737)","v":""}]
[null,null,null,null,"=",{"$f":"IF(幹栓区間!$E$52=\"\",\"\",幹栓区間!$E$52)","v":""},"ｍ"]
[]
[null,"43．区　間",null,{"$f":"IF(幹栓区間!$J$53=\"\",\"\",幹栓区間!$J$53)","v":""}]
[null,null,"① 仮定口径",null,"=",{"$f":"IF(幹栓区間!$L$53=\"\",\"\",幹栓区間!$L$53)","v":""},"ｍｍ"]
[null,null,"② 管延長",null,"=",{"$f":"IF(幹栓区間!$M$53=\"\",\"\",幹栓区間!$M$53)","v":""},"ｍ"]
[null,null,"③ 直管換算長",null,"=",{"$f":"IF(幹栓区間!$AZ$53=\"\",\"\",幹栓区間!$AZ$53)","v":""},"ｍ"]
[null,null,"④ 流量",null,"=",{"$f":"IF(幹栓区間!$H$53=\"\",\"\",幹栓区間!$H$53)","v":""},"Ｌ/sec   ……",null,{"$f":"IF(幹栓区間!$K$10=\"戸\",\"（\"&幹栓区間!K53&\"戸対象）\",\"（\"&幹栓区間!K53&\"人対象）\")","v":"（戸対象）"}]
[null,null,"⑤ 動水勾配",null,"=",{"$f":"IF(幹栓区間!$AH$53=\"\",\"\",幹栓区間!$AH$53)","v":""},"‰",{"$f":"IF(幹栓区間!$AG$53=\"\",\"\",IF(幹栓区間!$AG$53=\"W\",\"（ウエストン公式より）\",\"（Ｈ．ウィリアムス公式より）\"))","v":""}]
[null,null,"⑥ 損失水頭",null,"=","⑤×(②＋③)"]
[null,null,null,null,"=",{"$f":"IF(F762=\"\",\"\",F762/1000)","v":""},"× (",{"$f":"IF(F759=\"\",\"\",F759)","v":""},"＋",{"$f":"IF(F760=\"\",\"\",F760)","v":""},")"]
[null,null,null,null,"=",{"$f":"IF(幹栓区間!$AJ$53=\"\",\"\",幹栓区間!$AJ$53)","v":""},"ｍ"]
[null,null,"⑦ 立上り",null,"=",{"$f":"IF(幹栓区間!$N$53=\"\",0,ROUND(幹栓区間!$N$53,2))","v":0},"ｍ"]
[null,null,"⑧ 他損失水頭等",null,"=",{"$f":"IF(幹栓区間!$AD$53=\"\",0,ROUND(幹栓区間!$AD$53,2))","v":0},"ｍ",{"$f":"IF(幹栓区間!$AE$53=\"\",\"\",\"（\"&幹栓区間!$AE$53&\"）\")","v":""}]
[null,null,"⑨ 区間所要水頭 h43",null,"=","⑥＋⑦＋⑧"]
[null,null,null,null,"=",{"$f":"IF(F765=\"\",\"\",F765)","v":""},"＋",{"$f":"IF(F766=\"\",\"\",F766)","v":0},"＋",{"$f":"IF(F767=\"\",\"\",F767)","v":0}]
[null,null,null,null,"=",{"$f":"IF(幹栓区間!$F$53=\"\",\"\",幹栓区間!$F$53)","v":""},"ｍ"]
[null,null,"⑩ 累計所要水頭 H43",null,"=","h43＋H42"]
[null,null,null,null,"=",{"$f":"IF(F770=\"\",\"\",F770)","v":""},"＋",{"$f":"IF(F755=\"\",\"\",F755)","v":""}]
[null,null,null,null,"=",{"$f":"IF(幹栓区間!$E$53=\"\",\"\",幹栓区間!$E$53)","v":""},"ｍ"]
[]
[null,"44．区　間",null,{"$f":"IF(幹栓区間!$J$54=\"\",\"\",幹栓区間!$J$54)","v":""}]
[null,null,"① 仮定口径",null,"=",{"$f":"IF(幹栓区間!$L$54=\"\",\"\",幹栓区間!$L$54)","v":""},"ｍｍ"]
[null,null,"② 管延長",null,"=",{"$f":"IF(幹栓区間!$M$54=\"\",\"\",幹栓区間!$M$54)","v":""},"ｍ"]
[null,null,"③ 直管換算長",null,"=",{"$f":"IF(幹栓区間!$AZ$54=\"\",\"\",幹栓区間!$AZ$54)","v":""},"ｍ"]
[null,null,"④ 流量",null,"=",{"$f":"IF(幹栓区間!$H$54=\"\",\"\",幹栓区間!$H$54)","v":""},"Ｌ/sec   ……",null,{"$f":"IF(幹栓区間!$K$10=\"戸\",\"（\"&幹栓区間!K54&\"戸対象）\",\"（\"&幹栓区間!K54&\"人対象）\")","v":"（戸対象）"}]
[null,null,"⑤ 動水勾配",null,"=",{"$f":"IF(幹栓区間!$AH$54=\"\",\"\",幹栓区間!$AH$54)","v":""},"‰",{"$f":"IF(幹栓区間!$AG$54=\"\",\"\",IF(幹栓区間!$AG$54=\"W\",\"（ウエストン公式より）\",\"（Ｈ．ウィリアムス公式より）\"))","v":""}]
[null,null,"⑥ 損失水頭",null,"=","⑤×(②＋③)"]
[null,null,null,null,"=",{"$f":"IF(F780=\"\",\"\",F780/1000)","v":""},"× (",{"$f":"IF(F777=\"\",\"\",F777)","v":""},"＋",{"$f":"IF(F778=\"\",\"\",F778)","v":""},")"]
[null,null,null,null,"=",{"$f":"IF(幹栓区間!$AJ$54=\"\",\"\",幹栓区間!$AJ$54)","v":""},"ｍ"]
[null,null,"⑦ 立上り",null,"=",{"$f":"IF(幹栓区間!$N$54=\"\",0,ROUND(幹栓区間!$N$54,2))","v":0},"ｍ"]
[null,null,"⑧ 他損失水頭等",null,"=",{"$f":"IF(幹栓区間!$AD$54=\"\",0,ROUND(幹栓区間!$AD$54,2))","v":0},"ｍ",{"$f":"IF(幹栓区間!$AE$54=\"\",\"\",\"（\"&幹栓区間!$AE$54&\"）\")","v":""}]
[null,null,"⑨ 区間所要水頭 h44",null,"=","⑥＋⑦＋⑧"]
[null,null,null,null,"=",{"$f":"IF(F783=\"\",\"\",F783)","v":""},"＋",{"$f":"IF(F784=\"\",\"\",F784)","v":0},"＋",{"$f":"IF(F785=\"\",\"\",F785)","v":0}]
[null,null,null,null,"=",{"$f":"IF(幹栓区間!$F$54=\"\",\"\",幹栓区間!$F$54)","v":""},"ｍ"]
[null,null,"⑩ 累計所要水頭 H44",null,"=","h44＋H43"]
[null,null,null,null,"=",{"$f":"IF(F788=\"\",\"\",F788)","v":""},"＋",{"$f":"IF(F773=\"\",\"\",F773)","v":""}]
[null,null,null,null,"=",{"$f":"IF(幹栓区間!$E$54=\"\",\"\",幹栓区間!$E$54)","v":""},"ｍ"]
[]
[null,"45．区　間",null,{"$f":"IF(幹栓区間!$J$55=\"\",\"\",幹栓区間!$J$55)","v":""}]
[null,null,"① 仮定口径",null,"=",{"$f":"IF(幹栓区間!$L$55=\"\",\"\",幹栓区間!$L$55)","v":""},"ｍｍ"]
[null,null,"② 管延長",null,"=",{"$f":"IF(幹栓区間!$M$55=\"\",\"\",幹栓区間!$M$55)","v":""},"ｍ"]
[null,null,"③ 直管換算長",null,"=",{"$f":"IF(幹栓区間!$AZ$55=\"\",\"\",幹栓区間!$AZ$55)","v":""},"ｍ"]
[null,null,"④ 流量",null,"=",{"$f":"IF(幹栓区間!$H$55=\"\",\"\",幹栓区間!$H$55)","v":""},"Ｌ/sec   ……",null,{"$f":"IF(幹栓区間!$K$10=\"戸\",\"（\"&幹栓区間!K55&\"戸対象）\",\"（\"&幹栓区間!K55&\"人対象）\")","v":"（戸対象）"}]
[null,null,"⑤ 動水勾配",null,"=",{"$f":"IF(幹栓区間!$AH$55=\"\",\"\",幹栓区間!$AH$55)","v":""},"‰",{"$f":"IF(幹栓区間!$AG$55=\"\",\"\",IF(幹栓区間!$AG$55=\"W\",\"（ウエストン公式より）\",\"（Ｈ．ウィリアムス公式より）\"))","v":""}]
[null,null,"⑥ 損失水頭",null,"=","⑤×(②＋③)"]
[null,null,null,null,"=",{"$f":"IF(F798=\"\",\"\",F798/1000)","v":""},"× (",{"$f":"IF(F795=\"\",\"\",F795)","v":""},"＋",{"$f":"IF(F796=\"\",\"\",F796)","v":""},")"]
[null,null,null,null,"=",{"$f":"IF(幹栓区間!$AJ$55=\"\",\"\",幹栓区間!$AJ$55)","v":""},"ｍ"]
[null,null,"⑦ 立上り",null,"=",{"$f":"IF(幹栓区間!$N$55=\"\",0,ROUND(幹栓区間!$N$55,2))","v":0},"ｍ"]
[null,null,"⑧ 他損失水頭等",null,"=",{"$f":"IF(幹栓区間!$AD$55=\"\",0,ROUND(幹栓区間!$AD$55,2))","v":0},"ｍ",{"$f":"IF(幹栓区間!$AE$55=\"\",\"\",\"（\"&幹栓区間!$AE$55&\"）\")","v":""}]
[null,null,"⑨ 区間所要水頭 h45",null,"=","⑥＋⑦＋⑧"]
[null,null,null,null,"=",{"$f":"IF(F801=\"\",\"\",F801)","v":""},"＋",{"$f":"IF(F802=\"\",\"\",F802)","v":0},"＋",{"$f":"IF(F803=\"\",\"\",F803)","v":0}]
[null,null,null,null,"=",{"$f":"IF(幹栓区間!$F$55=\"\",\"\",幹栓区間!$F$55)","v":""},"ｍ"]
[null,null,"⑩ 累計所要水頭 H45",null,"=","h45＋H44"]
[null,null,null,null,"=",{"$f":"IF(F806=\"\",\"\",F806)","v":""},"＋",{"$f":"IF(F791=\"\",\"\",F791)","v":""}]
[null,null,null,null,"=",{"$f":"IF(幹栓区間!$E$55=\"\",\"\",幹栓区間!$E$55)","v":""},"ｍ"]
[]
[null,"46．区　間",null,{"$f":"IF(幹栓区間!$J$56=\"\",\"\",幹栓区間!$J$56)","v":""}]
[null,null,"① 仮定口径",null,"=",{"$f":"IF(幹栓区間!$L$56=\"\",\"\",幹栓区間!$L$56)","v":""},"ｍｍ"]
[null,null,"② 管延長",null,"=",{"$f":"IF(幹栓区間!$M$56=\"\",\"\",幹栓区間!$M$56)","v":""},"ｍ"]
[null,null,"③ 直管換算長",null,"=",{"$f":"IF(幹栓区間!$AZ$56=\"\",\"\",幹栓区間!$AZ$56)","v":""},"ｍ"]
[null,null,"④ 流量",null,"=",{"$f":"IF(幹栓区間!$H$56=\"\",\"\",幹栓区間!$H$56)","v":""},"Ｌ/sec   ……",null,{"$f":"IF(幹栓区間!$K$10=\"戸\",\"（\"&幹栓区間!K56&\"戸対象）\",\"（\"&幹栓区間!K56&\"人対象）\")","v":"（戸対象）"}]
[null,null,"⑤ 動水勾配",null,"=",{"$f":"IF(幹栓区間!$AH$56=\"\",\"\",幹栓区間!$AH$56)","v":""},"‰",{"$f":"IF(幹栓区間!$AG$56=\"\",\"\",IF(幹栓区間!$AG$56=\"W\",\"（ウエストン公式より）\",\"（Ｈ．ウィリアムス公式より）\"))","v":""}]
[null,null,"⑥ 損失水頭",null,"=","⑤×(②＋③)"]
[null,null,null,null,"=",{"$f":"IF(F816=\"\",\"\",F816/1000)","v":""},"× (",{"$f":"IF(F813=\"\",\"\",F813)","v":""},"＋",{"$f":"IF(F814=\"\",\"\",F814)","v":""},")"]
[null,null,null,null,"=",{"$f":"IF(幹栓区間!$AJ$56=\"\",\"\",幹栓区間!$AJ$56)","v":""},"ｍ"]
[null,null,"⑦ 立上り",null,"=",{"$f":"IF(幹栓区間!$N$56=\"\",0,ROUND(幹栓区間!$N$56,2))","v":0},"ｍ"]
[null,null,"⑧ 他損失水頭等",null,"=",{"$f":"IF(幹栓区間!$AD$56=\"\",0,ROUND(幹栓区間!$AD$56,2))","v":0},"ｍ",{"$f":"IF(幹栓区間!$AE$56=\"\",\"\",\"（\"&幹栓区間!$AE$56&\"）\")","v":""}]
[null,null,"⑨ 区間所要水頭 h46",null,"=","⑥＋⑦＋⑧"]
[null,null,null,null,"=",{"$f":"IF(F819=\"\",\"\",F819)","v":""},"＋",{"$f":"IF(F820=\"\",\"\",F820)","v":0},"＋",{"$f":"IF(F821=\"\",\"\",F821)","v":0}]
[null,null,null,null,"=",{"$f":"IF(幹栓区間!$F$56=\"\",\"\",幹栓区間!$F$56)","v":""},"ｍ"]
[null,null,"⑩ 累計所要水頭 H46",null,"=","h46＋H45"]
[null,null,null,null,"=",{"$f":"IF(F824=\"\",\"\",F824)","v":""},"＋",{"$f":"IF(F809=\"\",\"\",F809)","v":""}]
[null,null,null,null,"=",{"$f":"IF(幹栓区間!$E$56=\"\",\"\",幹栓区間!$E$56)","v":""},"ｍ"]
[]
[null,"47．区　間",null,{"$f":"IF(幹栓区間!$J$57=\"\",\"\",幹栓区間!$J$57)","v":""}]
[null,null,"① 仮定口径",null,"=",{"$f":"IF(幹栓区間!$L$57=\"\",\"\",幹栓区間!$L$57)","v":""},"ｍｍ"]
[null,null,"② 管延長",null,"=",{"$f":"IF(幹栓区間!$M$57=\"\",\"\",幹栓区間!$M$57)","v":""},"ｍ"]
[null,null,"③ 直管換算長",null,"=",{"$f":"IF(幹栓区間!$AZ$57=\"\",\"\",幹栓区間!$AZ$57)","v":""},"ｍ"]
[null,null,"④ 流量",null,"=",{"$f":"IF(幹栓区間!$H$57=\"\",\"\",幹栓区間!$H$57)","v":""},"Ｌ/sec   ……",null,{"$f":"IF(幹栓区間!$K$10=\"戸\",\"（\"&幹栓区間!K57&\"戸対象）\",\"（\"&幹栓区間!K57&\"人対象）\")","v":"（戸対象）"}]
[null,null,"⑤ 動水勾配",null,"=",{"$f":"IF(幹栓区間!$AH$57=\"\",\"\",幹栓区間!$AH$57)","v":""},"‰",{"$f":"IF(幹栓区間!$AG$57=\"\",\"\",IF(幹栓区間!$AG$57=\"W\",\"（ウエストン公式より）\",\"（Ｈ．ウィリアムス公式より）\"))","v":""}]
[null,null,"⑥ 損失水頭",null,"=","⑤×(②＋③)"]
[null,null,null,null,"=",{"$f":"IF(F834=\"\",\"\",F834/1000)","v":""},"× (",{"$f":"IF(F831=\"\",\"\",F831)","v":""},"＋",{"$f":"IF(F832=\"\",\"\",F832)","v":""},")"]
[null,null,null,null,"=",{"$f":"IF(幹栓区間!$AJ$57=\"\",\"\",幹栓区間!$AJ$57)","v":""},"ｍ"]
[null,null,"⑦ 立上り",null,"=",{"$f":"IF(幹栓区間!$N$57=\"\",0,ROUND(幹栓区間!$N$57,2))","v":0},"ｍ"]
[null,null,"⑧ 他損失水頭等",null,"=",{"$f":"IF(幹栓区間!$AD$57=\"\",0,ROUND(幹栓区間!$AD$57,2))","v":0},"ｍ",{"$f":"IF(幹栓区間!$AE$57=\"\",\"\",\"（\"&幹栓区間!$AE$57&\"）\")","v":""}]
[null,null,"⑨ 区間所要水頭 h47",null,"=","⑥＋⑦＋⑧"]
[null,null,null,null,"=",{"$f":"IF(F837=\"\",\"\",F837)","v":""},"＋",{"$f":"IF(F838=\"\",\"\",F838)","v":0},"＋",{"$f":"IF(F839=\"\",\"\",F839)","v":0}]
[null,null,null,null,"=",{"$f":"IF(幹栓区間!$F$57=\"\",\"\",幹栓区間!$F$57)","v":""},"ｍ"]
[null,null,"⑩ 累計所要水頭 H47",null,"=","h47＋H46"]
[null,null,null,null,"=",{"$f":"IF(F842=\"\",\"\",F842)","v":""},"＋",{"$f":"IF(F827=\"\",\"\",F827)","v":""}]
[null,null,null,null,"=",{"$f":"IF(幹栓区間!$E$57=\"\",\"\",幹栓区間!$E$57)","v":""},"ｍ"]
[]
[null,"48．区　間",null,{"$f":"IF(幹栓区間!$J$58=\"\",\"\",幹栓区間!$J$58)","v":""}]
[null,null,"① 仮定口径",null,"=",{"$f":"IF(幹栓区間!$L$58=\"\",\"\",幹栓区間!$L$58)","v":""},"ｍｍ"]
[null,null,"② 管延長",null,"=",{"$f":"IF(幹栓区間!$M$58=\"\",\"\",幹栓区間!$M$58)","v":""},"ｍ"]
[null,null,"③ 直管換算長",null,"=",{"$f":"IF(幹栓区間!$AZ$58=\"\",\"\",幹栓区間!$AZ$58)","v":""},"ｍ"]
[null,null,"④ 流量",null,"=",{"$f":"IF(幹栓区間!$H$58=\"\",\"\",幹栓区間!$H$58)","v":""},"Ｌ/sec   ……",null,{"$f":"IF(幹栓区間!$K$10=\"戸\",\"（\"&幹栓区間!K58&\"戸対象）\",\"（\"&幹栓区間!K58&\"人対象）\")","v":"（戸対象）"}]
[null,null,"⑤ 動水勾配",null,"=",{"$f":"IF(幹栓区間!$AH$58=\"\",\"\",幹栓区間!$AH$58)","v":""},"‰",{"$f":"IF(幹栓区間!$AG$58=\"\",\"\",IF(幹栓区間!$AG$58=\"W\",\"（ウエストン公式より）\",\"（Ｈ．ウィリアムス公式より）\"))","v":""}]
[null,null,"⑥ 損失水頭",null,"=","⑤×(②＋③)"]
[null,null,null,null,"=",{"$f":"IF(F852=\"\",\"\",F852/1000)","v":""},"× (",{"$f":"IF(F849=\"\",\"\",F849)","v":""},"＋",{"$f":"IF(F850=\"\",\"\",F850)","v":""},")"]
[null,null,null,null,"=",{"$f":"IF(幹栓区間!$AJ$58=\"\",\"\",幹栓区間!$AJ$58)","v":""},"ｍ"]
[null,null,"⑦ 立上り",null,"=",{"$f":"IF(幹栓区間!$N$58=\"\",0,ROUND(幹栓区間!$N$58,2))","v":0},"ｍ"]
[null,null,"⑧ 他損失水頭等",null,"=",{"$f":"IF(幹栓区間!$AD$58=\"\",0,ROUND(幹栓区間!$AD$58,2))","v":0},"ｍ",{"$f":"IF(幹栓区間!$AE$58=\"\",\"\",\"（\"&幹栓区間!$AE$58&\"）\")","v":""}]
[null,null,"⑨ 区間所要水頭 h48",null,"=","⑥＋⑦＋⑧"]
[null,null,null,null,"=",{"$f":"IF(F855=\"\",\"\",F855)","v":""},"＋",{"$f":"IF(F856=\"\",\"\",F856)","v":0},"＋",{"$f":"IF(F857=\"\",\"\",F857)","v":0}]
[null,null,null,null,"=",{"$f":"IF(幹栓区間!$F$58=\"\",\"\",幹栓区間!$F$58)","v":""},"ｍ"]
[null,null,"⑩ 累計所要水頭 H48",null,"=","h48＋H47"]
[null,null,null,null,"=",{"$f":"IF(F860=\"\",\"\",F860)","v":""},"＋",{"$f":"IF(F845=\"\",\"\",F845)","v":""}]
[null,null,null,null,"=",{"$f":"IF(幹栓区間!$E$58=\"\",\"\",幹栓区間!$E$58)","v":""},"ｍ"]
[]
[null,"49．区　間",null,{"$f":"IF(幹栓区間!$J$59=\"\",\"\",幹栓区間!$J$59)","v":""}]
[null,null,"① 仮定口径",null,"=",{"$f":"IF(幹栓区間!$L$59=\"\",\"\",幹栓区間!$L$59)","v":""},"ｍｍ"]
[null,null,"② 管延長",null,"=",{"$f":"IF(幹栓区間!$M$59=\"\",\"\",幹栓区間!$M$59)","v":""},"ｍ"]
[null,null,"③ 直管換算長",null,"=",{"$f":"IF(幹栓区間!$AZ$59=\"\",\"\",幹栓区間!$AZ$59)","v":""},"ｍ"]
[null,null,"④ 流量",null,"=",{"$f":"IF(幹栓区間!$H$59=\"\",\"\",幹栓区間!$H$59)","v":""},"Ｌ/sec   ……",null,{"$f":"IF(幹栓区間!$K$10=\"戸\",\"（\"&幹栓区間!K59&\"戸対象）\",\"（\"&幹栓区間!K59&\"人対象）\")","v":"（戸対象）"}]
[null,null,"⑤ 動水勾配",null,"=",{"$f":"IF(幹栓区間!$AH$59=\"\",\"\",幹栓区間!$AH$59)","v":""},"‰",{"$f":"IF(幹栓区間!$AG$59=\"\",\"\",IF(幹栓区間!$AG$59=\"W\",\"（ウエストン公式より）\",\"（Ｈ．ウィリアムス公式より）\"))","v":""}]
[null,null,"⑥ 損失水頭",null,"=","⑤×(②＋③)"]
[null,null,null,null,"=",{"$f":"IF(F870=\"\",\"\",F870/1000)","v":""},"× (",{"$f":"IF(F867=\"\",\"\",F867)","v":""},"＋",{"$f":"IF(F868=\"\",\"\",F868)","v":""},")"]
[null,null,null,null,"=",{"$f":"IF(幹栓区間!$AJ$59=\"\",\"\",幹栓区間!$AJ$59)","v":""},"ｍ"]
[null,null,"⑦ 立上り",null,"=",{"$f":"IF(幹栓区間!$N$59=\"\",0,ROUND(幹栓区間!$N$59,2))","v":0},"ｍ"]
[null,null,"⑧ 他損失水頭等",null,"=",{"$f":"IF(幹栓区間!$AD$59=\"\",0,ROUND(幹栓区間!$AD$59,2))","v":0},"ｍ",{"$f":"IF(幹栓区間!$AE$59=\"\",\"\",\"（\"&幹栓区間!$AE$59&\"）\")","v":""}]
[null,null,"⑨ 区間所要水頭 h49",null,"=","⑥＋⑦＋⑧"]
[null,null,null,null,"=",{"$f":"IF(F873=\"\",\"\",F873)","v":""},"＋",{"$f":"IF(F874=\"\",\"\",F874)","v":0},"＋",{"$f":"IF(F875=\"\",\"\",F875)","v":0}]
[null,null,null,null,"=",{"$f":"IF(幹栓区間!$F$59=\"\",\"\",幹栓区間!$F$59)","v":""},"ｍ"]
[null,null,"⑩ 累計所要水頭 H49",null,"=","h49＋H48"]
[null,null,null,null,"=",{"$f":"IF(F878=\"\",\"\",F878)","v":""},"＋",{"$f":"IF(F863=\"\",\"\",F863)","v":""}]
[null,null,null,null,"=",{"$f":"IF(幹栓区間!$E$59=\"\",\"\",幹栓区間!$E$59)","v":""},"ｍ"]
[]
[null,"50．区　間",null,{"$f":"IF(幹栓区間!$J$60=\"\",\"\",幹栓区間!$J$60)","v":""}]
[null,null,"① 仮定口径",null,"=",{"$f":"IF(幹栓区間!$L$60=\"\",\"\",幹栓区間!$L$60)","v":""},"ｍｍ"]
[null,null,"② 管延長",null,"=",{"$f":"IF(幹栓区間!$M$60=\"\",\"\",幹栓区間!$M$60)","v":""},"ｍ"]
[null,null,"③ 直管換算長",null,"=",{"$f":"IF(幹栓区間!$AZ$60=\"\",\"\",幹栓区間!$AZ$60)","v":""},"ｍ"]
[null,null,"④ 流量",null,"=",{"$f":"IF(幹栓区間!$H$60=\"\",\"\",幹栓区間!$H$60)","v":""},"Ｌ/sec   ……",null,{"$f":"IF(幹栓区間!$K$10=\"戸\",\"（\"&幹栓区間!K60&\"戸対象）\",\"（\"&幹栓区間!K60&\"人対象）\")","v":"（戸対象）"}]
[null,null,"⑤ 動水勾配",null,"=",{"$f":"IF(幹栓区間!$AH$60=\"\",\"\",幹栓区間!$AH$60)","v":""},"‰",{"$f":"IF(幹栓区間!$AG$60=\"\",\"\",IF(幹栓区間!$AG$60=\"W\",\"（ウエストン公式より）\",\"（Ｈ．ウィリアムス公式より）\"))","v":""}]
[null,null,"⑥ 損失水頭",null,"=","⑤×(②＋③)"]
[null,null,null,null,"=",{"$f":"IF(F888=\"\",\"\",F888/1000)","v":""},"× (",{"$f":"IF(F885=\"\",\"\",F885)","v":""},"＋",{"$f":"IF(F886=\"\",\"\",F886)","v":""},")"]
[null,null,null,null,"=",{"$f":"IF(幹栓区間!$AJ$60=\"\",\"\",幹栓区間!$AJ$60)","v":""},"ｍ"]
[null,null,"⑦ 立上り",null,"=",{"$f":"IF(幹栓区間!$N$60=\"\",0,ROUND(幹栓区間!$N$60,2))","v":0},"ｍ"]
[null,null,"⑧ 他損失水頭等",null,"=",{"$f":"IF(幹栓区間!$AD$60=\"\",0,ROUND(幹栓区間!$AD$60,2))","v":0},"ｍ",{"$f":"IF(幹栓区間!$AE$60=\"\",\"\",\"（\"&幹栓区間!$AE$60&\"）\")","v":""}]
[null,null,"⑨ 区間所要水頭 h50",null,"=","⑥＋⑦＋⑧"]
[null,null,null,null,"=",{"$f":"IF(F891=\"\",\"\",F891)","v":""},"＋",{"$f":"IF(F892=\"\",\"\",F892)","v":0},"＋",{"$f":"IF(F893=\"\",\"\",F893)","v":0}]
[null,null,null,null,"=",{"$f":"IF(幹栓区間!$F$60=\"\",\"\",幹栓区間!$F$60)","v":""},"ｍ"]
[null,null,"⑩ 累計所要水頭 H50",null,"=","h50＋H49"]
[null,null,null,null,"=",{"$f":"IF(F896=\"\",\"\",F896)","v":""},"＋",{"$f":"IF(F881=\"\",\"\",F881)","v":""}]
[null,null,null,null,"=",{"$f":"IF(幹栓区間!$E$60=\"\",\"\",幹栓区間!$E$60)","v":""},"ｍ"]

{"sheet":"5区間計算幹栓安全有他損失無","index":53,"n_rows":849,"n_cols":12,"rows_kept":849,"cut":false,"hidden":true,"merged":[]}
[null,"１．区　間",null,{"$f":"IF(幹栓区間!$J$11=\"\",\"\",幹栓区間!$J$11)","v":"A-B"}]
[null,null,"① 仮定口径",null,"=",{"$f":"IF(幹栓区間!$L$11=\"\",\"\",幹栓区間!$L$11)","v":40},"ｍｍ"]
[null,null,"② 管延長",null,"=",{"$f":"IF(幹栓区間!$M$11=\"\",\"\",幹栓区間!$M$11)","v":2},"ｍ"]
[null,null,"③ 直管換算長",null,"=",{"$f":"IF(幹栓区間!$AZ$11=\"\",\"\",幹栓区間!$AZ$11)","v":1},"ｍ"]
[null,null,"④ 流量",null,"=",{"$f":"IF(幹栓区間!$H$11=\"\",\"\",幹栓区間!$H$11)","v":0.88},"Ｌ/sec   ……",null,{"$f":"IF(幹栓区間!$K$10=\"戸\",\"（\"&幹栓区間!K11&\"戸対象）\",\"（\"&幹栓区間!K11&\"人対象）\")","v":"（2戸対象）"}]
[null,null,"⑤ 動水勾配",null,"=",{"$f":"IF(幹栓区間!$AH$11=\"\",\"\",幹栓区間!$AH$11)","v":18},"‰",{"$f":"IF(幹栓区間!$AG$11=\"\",\"\",IF(幹栓区間!$AG$11=\"W\",\"（ウエストン公式より）\",\"（Ｈ．ウィリアムス公式より）\"))","v":"（ウエストン公式より）"}]
[null,null,"⑥ 損失水頭",null,"=","⑤×(②＋③)×安全率"]
[null,null,null,null,"=",{"$f":"IF(F6=\"\",\"\",F6/1000)","v":1.7999999999999999E-2},"× (",{"$f":"IF(F3=\"\",\"\",F3)","v":2},"＋",{"$f":"IF(F4=\"\",\"\",F4)","v":1},") ×",{"$f":"IF(幹栓区間!$AJ$10=\"\",\"\",幹栓区間!$AJ$10)","v":1.1000000000000001}]
[null,null,null,null,"=",{"$f":"IF(幹栓区間!$AJ$11=\"\",\"\",幹栓区間!$AJ$11)","v":0.06},"ｍ"]
[null,null,"⑦ 立上り",null,"=",{"$f":"IF(幹栓区間!$N$11=\"\",0,ROUND(幹栓区間!$N$11,2))","v":0},"ｍ"]
[null,null,"⑧ 区間所要水頭 h1",null,"=","⑥＋⑦"]
[null,null,null,null,"=",{"$f":"IF(F9=\"\",\"\",F9)","v":0.06},"＋",{"$f":"IF(F10=\"\",\"\",F10)","v":0}]
[null,null,null,null,"=",{"$f":"IF(幹栓区間!$F$11=\"\",\"\",幹栓区間!$F$11)","v":0.06},"ｍ"]
[null,null,"⑨ 累計所要水頭 H1",null,"=","h1"]
[null,null,null,null,"=",{"$f":"IF(幹栓区間!$E$11=\"\",\"\",幹栓区間!$E$11)","v":0.06},"ｍ"]
[]
[]
[null,"２．区　間",null,{"$f":"IF(幹栓区間!$J$12=\"\",\"\",幹栓区間!$J$12)","v":"B-C"}]
[null,null,"① 仮定口径",null,"=",{"$f":"IF(幹栓区間!$L$12=\"\",\"\",幹栓区間!$L$12)","v":40},"ｍｍ"]
[null,null,"② 管延長",null,"=",{"$f":"IF(幹栓区間!$M$12=\"\",\"\",幹栓区間!$M$12)","v":1},"ｍ"]
[null,null,"③ 直管換算長",null,"=",{"$f":"IF(幹栓区間!$AZ$12=\"\",\"\",幹栓区間!$AZ$12)","v":26},"ｍ"]
[null,null,"④ 流量",null,"=",{"$f":"IF(幹栓区間!$H$12=\"\",\"\",幹栓区間!$H$12)","v":1.01},"Ｌ/sec   ……",null,{"$f":"IF(幹栓区間!$K$10=\"戸\",\"（\"&幹栓区間!K12&\"戸対象）\",\"（\"&幹栓区間!K12&\"人対象）\")","v":"（3戸対象）"}]
[null,null,"⑤ 動水勾配",null,"=",{"$f":"IF(幹栓区間!$AH$12=\"\",\"\",幹栓区間!$AH$12)","v":23},"‰",{"$f":"IF(幹栓区間!$AG$12=\"\",\"\",IF(幹栓区間!$AG$12=\"W\",\"（ウエストン公式より）\",\"（Ｈ．ウィリアムス公式より）\"))","v":"（ウエストン公式より）"}]
[null,null,"⑥ 損失水頭",null,"=","⑤×(②＋③)×安全率"]
[null,null,null,null,"=",{"$f":"IF(F23=\"\",\"\",F23/1000)","v":2.3E-2},"× (",{"$f":"IF(F20=\"\",\"\",F20)","v":1},"＋",{"$f":"IF(F21=\"\",\"\",F21)","v":26},") ×",{"$f":"IF(幹栓区間!$AJ$10=\"\",\"\",幹栓区間!$AJ$10)","v":1.1000000000000001}]
[null,null,null,null,"=",{"$f":"IF(幹栓区間!$AJ$12=\"\",\"\",幹栓区間!$AJ$12)","v":0.68},"ｍ"]
[null,null,"⑦ 立上り",null,"=",{"$f":"IF(幹栓区間!$N$12=\"\",0,ROUND(幹栓区間!$N$12,2))","v":0},"ｍ"]
[null,null,"⑧ 区間所要水頭 h2",null,"=","⑥＋⑦"]
[null,null,null,null,"=",{"$f":"IF(F26=\"\",\"\",F26)","v":0.68},"＋",{"$f":"IF(F27=\"\",\"\",F27)","v":0}]
[null,null,null,null,"=",{"$f":"IF(幹栓区間!$F$12=\"\",\"\",幹栓区間!$F$12)","v":0.68},"ｍ"]
[null,null,"⑨ 累計所要水頭 H2",null,"=","h2＋H1"]
[null,null,null,null,"=",{"$f":"IF(F30=\"\",\"\",F30)","v":0.68},"＋",{"$f":"IF(F15=\"\",\"\",F15)","v":0.06}]
[null,null,null,null,"=",{"$f":"IF(幹栓区間!$E$12=\"\",\"\",幹栓区間!$E$12)","v":0.74},"ｍ"]
[]
[null,"３．区　間",null,{"$f":"IF(幹栓区間!$J$13=\"\",\"\",幹栓区間!$J$13)","v":"C-D"}]
[null,null,"① 仮定口径",null,"=",{"$f":"IF(幹栓区間!$L$13=\"\",\"\",幹栓区間!$L$13)","v":40},"ｍｍ"]
[null,null,"② 管延長",null,"=",{"$f":"IF(幹栓区間!$M$13=\"\",\"\",幹栓区間!$M$13)","v":7},"ｍ"]
[null,null,"③ 直管換算長",null,"=",{"$f":"IF(幹栓区間!$AZ$13=\"\",\"\",幹栓区間!$AZ$13)","v":0},"ｍ"]
[null,null,"④ 流量",null,"=",{"$f":"IF(幹栓区間!$H$13=\"\",\"\",幹栓区間!$H$13)","v":1.1100000000000001},"Ｌ/sec   ……",null,{"$f":"IF(幹栓区間!$K$10=\"戸\",\"（\"&幹栓区間!K13&\"戸対象）\",\"（\"&幹栓区間!K13&\"人対象）\")","v":"（4戸対象）"}]
[null,null,"⑤ 動水勾配",null,"=",{"$f":"IF(幹栓区間!$AH$13=\"\",\"\",幹栓区間!$AH$13)","v":27},"‰",{"$f":"IF(幹栓区間!$AG$13=\"\",\"\",IF(幹栓区間!$AG$13=\"W\",\"（ウエストン公式より）\",\"（Ｈ．ウィリアムス公式より）\"))","v":"（ウエストン公式より）"}]
[null,null,"⑥ 損失水頭",null,"=","⑤×(②＋③)×安全率"]
[null,null,null,null,"=",{"$f":"IF(F40=\"\",\"\",F40/1000)","v":2.7E-2},"× (",{"$f":"IF(F37=\"\",\"\",F37)","v":7},"＋",{"$f":"IF(F38=\"\",\"\",F38)","v":0},") ×",{"$f":"IF(幹栓区間!$AJ$10=\"\",\"\",幹栓区間!$AJ$10)","v":1.1000000000000001}]
[null,null,null,null,"=",{"$f":"IF(幹栓区間!$AJ$13=\"\",\"\",幹栓区間!$AJ$13)","v":0.21},"ｍ"]
[null,null,"⑦ 立上り",null,"=",{"$f":"IF(幹栓区間!$N$13=\"\",0,ROUND(幹栓区間!$N$13,2))","v":0},"ｍ"]
[null,null,"⑧ 区間所要水頭 h3",null,"=","⑥＋⑦"]
[null,null,null,null,"=",{"$f":"IF(F43=\"\",\"\",F43)","v":0.21},"＋",{"$f":"IF(F44=\"\",\"\",F44)","v":0}]
[null,null,null,null,"=",{"$f":"IF(幹栓区間!$F$13=\"\",\"\",幹栓区間!$F$13)","v":0.21},"ｍ"]
[null,null,"⑨ 累計所要水頭 H3",null,"=","h3＋H2"]
[null,null,null,null,"=",{"$f":"IF(F47=\"\",\"\",F47)","v":0.21},"＋",{"$f":"IF(F33=\"\",\"\",F33)","v":0.74}]
[null,null,null,null,"=",{"$f":"IF(幹栓区間!$E$13=\"\",\"\",幹栓区間!$E$13)","v":0.95},"ｍ"]
[]
[null,"４．区　間",null,{"$f":"IF(幹栓区間!$J$14=\"\",\"\",幹栓区間!$J$14)","v":"D-E"}]
[null,null,"① 仮定口径",null,"=",{"$f":"IF(幹栓区間!$L$14=\"\",\"\",幹栓区間!$L$14)","v":40},"ｍｍ"]
[null,null,"② 管延長",null,"=",{"$f":"IF(幹栓区間!$M$14=\"\",\"\",幹栓区間!$M$14)","v":1},"ｍ"]
[null,null,"③ 直管換算長",null,"=",{"$f":"IF(幹栓区間!$AZ$14=\"\",\"\",幹栓区間!$AZ$14)","v":13.5},"ｍ"]
[null,null,"④ 流量",null,"=",{"$f":"IF(幹栓区間!$H$14=\"\",\"\",幹栓区間!$H$14)","v":1.19},"Ｌ/sec   ……",null,{"$f":"IF(幹栓区間!$K$10=\"戸\",\"（\"&幹栓区間!K14&\"戸対象）\",\"（\"&幹栓区間!K14&\"人対象）\")","v":"（5戸対象）"}]
[null,null,"⑤ 動水勾配",null,"=",{"$f":"IF(幹栓区間!$AH$14=\"\",\"\",幹栓区間!$AH$14)","v":30},"‰",{"$f":"IF(幹栓区間!$AG$14=\"\",\"\",IF(幹栓区間!$AG$14=\"W\",\"（ウエストン公式より）\",\"（Ｈ．ウィリアムス公式より）\"))","v":"（ウエストン公式より）"}]
[null,null,"⑥ 損失水頭",null,"=","⑤×(②＋③)×安全率"]
[null,null,null,null,"=",{"$f":"IF(F57=\"\",\"\",F57/1000)","v":0.03},"× (",{"$f":"IF(F54=\"\",\"\",F54)","v":1},"＋",{"$f":"IF(F55=\"\",\"\",F55)","v":13.5},") ×",{"$f":"IF(幹栓区間!$AJ$10=\"\",\"\",幹栓区間!$AJ$10)","v":1.1000000000000001}]
[null,null,null,null,"=",{"$f":"IF(幹栓区間!$AJ$14=\"\",\"\",幹栓区間!$AJ$14)","v":0.48},"ｍ"]
[null,null,"⑦ 立上り",null,"=",{"$f":"IF(幹栓区間!$N$14=\"\",0,ROUND(幹栓区間!$N$14,2))","v":0},"ｍ"]
[null,null,"⑧ 区間所要水頭 h4",null,"=","⑥＋⑦"]
[null,null,null,null,"=",{"$f":"IF(F60=\"\",\"\",F60)","v":0.48},"＋",{"$f":"IF(F61=\"\",\"\",F61)","v":0}]
[null,null,null,null,"=",{"$f":"IF(幹栓区間!$F$14=\"\",\"\",幹栓区間!$F$14)","v":0.48},"ｍ"]
[null,null,"⑨ 累計所要水頭 H4",null,"=","h4＋H3"]
[null,null,null,null,"=",{"$f":"IF(F64=\"\",\"\",F64)","v":0.48},"＋",{"$f":"IF(F50=\"\",\"\",F50)","v":0.95}]
[null,null,null,null,"=",{"$f":"IF(幹栓区間!$E$14=\"\",\"\",幹栓区間!$E$14)","v":1.43},"ｍ"]
[]
[null,"５．区　間",null,{"$f":"IF(幹栓区間!$J$15=\"\",\"\",幹栓区間!$J$15)","v":"E-F"}]
[null,null,"① 仮定口径",null,"=",{"$f":"IF(幹栓区間!$L$15=\"\",\"\",幹栓区間!$L$15)","v":40},"ｍｍ"]
[null,null,"② 管延長",null,"=",{"$f":"IF(幹栓区間!$M$15=\"\",\"\",幹栓区間!$M$15)","v":2},"ｍ"]
[null,null,"③ 直管換算長",null,"=",{"$f":"IF(幹栓区間!$AZ$15=\"\",\"\",幹栓区間!$AZ$15)","v":0.3},"ｍ"]
[null,null,"④ 流量",null,"=",{"$f":"IF(幹栓区間!$H$15=\"\",\"\",幹栓区間!$H$15)","v":1.26},"Ｌ/sec   ……",null,{"$f":"IF(幹栓区間!$K$10=\"戸\",\"（\"&幹栓区間!K15&\"戸対象）\",\"（\"&幹栓区間!K15&\"人対象）\")","v":"（6戸対象）"}]
[null,null,"⑤ 動水勾配",null,"=",{"$f":"IF(幹栓区間!$AH$15=\"\",\"\",幹栓区間!$AH$15)","v":33},"‰",{"$f":"IF(幹栓区間!$AG$15=\"\",\"\",IF(幹栓区間!$AG$15=\"W\",\"（ウエストン公式より）\",\"（Ｈ．ウィリアムス公式より）\"))","v":"（ウエストン公式より）"}]
[null,null,"⑥ 損失水頭",null,"=","⑤×(②＋③)×安全率"]
[null,null,null,null,"=",{"$f":"IF(F74=\"\",\"\",F74/1000)","v":3.3000000000000002E-2},"× (",{"$f":"IF(F71=\"\",\"\",F71)","v":2},"＋",{"$f":"IF(F72=\"\",\"\",F72)","v":0.3},") ×",{"$f":"IF(幹栓区間!$AJ$10=\"\",\"\",幹栓区間!$AJ$10)","v":1.1000000000000001}]
[null,null,null,null,"=",{"$f":"IF(幹栓区間!$AJ$15=\"\",\"\",幹栓区間!$AJ$15)","v":0.08},"ｍ"]
[null,null,"⑦ 立上り",null,"=",{"$f":"IF(幹栓区間!$N$15=\"\",0,ROUND(幹栓区間!$N$15,2))","v":0},"ｍ"]
[null,null,"⑧ 区間所要水頭 h5",null,"=","⑥＋⑦"]
[null,null,null,null,"=",{"$f":"IF(F77=\"\",\"\",F77)","v":0.08},"＋",{"$f":"IF(F78=\"\",\"\",F78)","v":0}]
[null,null,null,null,"=",{"$f":"IF(幹栓区間!$F$15=\"\",\"\",幹栓区間!$F$15)","v":0.08},"ｍ"]
[null,null,"⑨ 累計所要水頭 H5",null,"=","h5＋H4"]
[null,null,null,null,"=",{"$f":"IF(F81=\"\",\"\",F81)","v":0.08},"＋",{"$f":"IF(F67=\"\",\"\",F67)","v":1.43}]
[null,null,null,null,"=",{"$f":"IF(幹栓区間!$E$15=\"\",\"\",幹栓区間!$E$15)","v":1.51},"ｍ"]
[]
[null,"６．区　間",null,{"$f":"IF(幹栓区間!$J$16=\"\",\"\",幹栓区間!$J$16)","v":"F-G"}]
[null,null,"① 仮定口径",null,"=",{"$f":"IF(幹栓区間!$L$16=\"\",\"\",幹栓区間!$L$16)","v":40},"ｍｍ"]
[null,null,"② 管延長",null,"=",{"$f":"IF(幹栓区間!$M$16=\"\",\"\",幹栓区間!$M$16)","v":1},"ｍ"]
[null,null,"③ 直管換算長",null,"=",{"$f":"IF(幹栓区間!$AZ$16=\"\",\"\",幹栓区間!$AZ$16)","v":13.5},"ｍ"]
[null,null,"④ 流量",null,"=",{"$f":"IF(幹栓区間!$H$16=\"\",\"\",幹栓区間!$H$16)","v":1.33},"Ｌ/sec   ……",null,{"$f":"IF(幹栓区間!$K$10=\"戸\",\"（\"&幹栓区間!K16&\"戸対象）\",\"（\"&幹栓区間!K16&\"人対象）\")","v":"（7戸対象）"}]
[null,null,"⑤ 動水勾配",null,"=",{"$f":"IF(幹栓区間!$AH$16=\"\",\"\",幹栓区間!$AH$16)","v":37},"‰",{"$f":"IF(幹栓区間!$AG$16=\"\",\"\",IF(幹栓区間!$AG$16=\"W\",\"（ウエストン公式より）\",\"（Ｈ．ウィリアムス公式より）\"))","v":"（ウエストン公式より）"}]
[null,null,"⑥ 損失水頭",null,"=","⑤×(②＋③)×安全率"]
[null,null,null,null,"=",{"$f":"IF(F91=\"\",\"\",F91/1000)","v":3.6999999999999998E-2},"× (",{"$f":"IF(F88=\"\",\"\",F88)","v":1},"＋",{"$f":"IF(F89=\"\",\"\",F89)","v":13.5},") ×",{"$f":"IF(幹栓区間!$AJ$10=\"\",\"\",幹栓区間!$AJ$10)","v":1.1000000000000001}]
[null,null,null,null,"=",{"$f":"IF(幹栓区間!$AJ$16=\"\",\"\",幹栓区間!$AJ$16)","v":0.59},"ｍ"]
[null,null,"⑦ 立上り",null,"=",{"$f":"IF(幹栓区間!$N$16=\"\",0,ROUND(幹栓区間!$N$16,2))","v":0},"ｍ"]
[null,null,"⑧ 区間所要水頭 h6",null,"=","⑥＋⑦"]
[null,null,null,null,"=",{"$f":"IF(F94=\"\",\"\",F94)","v":0.59},"＋",{"$f":"IF(F95=\"\",\"\",F95)","v":0}]
[null,null,null,null,"=",{"$f":"IF(幹栓区間!$F$16=\"\",\"\",幹栓区間!$F$16)","v":0.59},"ｍ"]
[null,null,"⑨ 累計所要水頭 H6",null,"=","h6＋H5"]
[null,null,null,null,"=",{"$f":"IF(F98=\"\",\"\",F98)","v":0.59},"＋",{"$f":"IF(F84=\"\",\"\",F84)","v":1.51}]
[null,null,null,null,"=",{"$f":"IF(幹栓区間!$E$16=\"\",\"\",幹栓区間!$E$16)","v":2.1},"ｍ"]
[]
[null,"７．区　間",null,{"$f":"IF(幹栓区間!$J$17=\"\",\"\",幹栓区間!$J$17)","v":"G-H"}]
[null,null,"① 仮定口径",null,"=",{"$f":"IF(幹栓区間!$L$17=\"\",\"\",幹栓区間!$L$17)","v":40},"ｍｍ"]
[null,null,"② 管延長",null,"=",{"$f":"IF(幹栓区間!$M$17=\"\",\"\",幹栓区間!$M$17)","v":7},"ｍ"]
[null,null,"③ 直管換算長",null,"=",{"$f":"IF(幹栓区間!$AZ$17=\"\",\"\",幹栓区間!$AZ$17)","v":0.3},"ｍ"]
[null,null,"④ 流量",null,"=",{"$f":"IF(幹栓区間!$H$17=\"\",\"\",幹栓区間!$H$17)","v":1.39},"Ｌ/sec   ……",null,{"$f":"IF(幹栓区間!$K$10=\"戸\",\"（\"&幹栓区間!K17&\"戸対象）\",\"（\"&幹栓区間!K17&\"人対象）\")","v":"（8戸対象）"}]
[null,null,"⑤ 動水勾配",null,"=",{"$f":"IF(幹栓区間!$AH$17=\"\",\"\",幹栓区間!$AH$17)","v":40},"‰",{"$f":"IF(幹栓区間!$AG$17=\"\",\"\",IF(幹栓区間!$AG$17=\"W\",\"（ウエストン公式より）\",\"（Ｈ．ウィリアムス公式より）\"))","v":"（ウエストン公式より）"}]
[null,null,"⑥ 損失水頭",null,"=","⑤×(②＋③)×安全率"]
[null,null,null,null,"=",{"$f":"IF(F108=\"\",\"\",F108/1000)","v":0.04},"× (",{"$f":"IF(F105=\"\",\"\",F105)","v":7},"＋",{"$f":"IF(F106=\"\",\"\",F106)","v":0.3},") ×",{"$f":"IF(幹栓区間!$AJ$10=\"\",\"\",幹栓区間!$AJ$10)","v":1.1000000000000001}]
[null,null,null,null,"=",{"$f":"IF(幹栓区間!$AJ$17=\"\",\"\",幹栓区間!$AJ$17)","v":0.32},"ｍ"]
[null,null,"⑦ 立上り",null,"=",{"$f":"IF(幹栓区間!$N$17=\"\",0,ROUND(幹栓区間!$N$17,2))","v":0},"ｍ"]
[null,null,"⑧ 区間所要水頭 h7",null,"=","⑥＋⑦"]
[null,null,null,null,"=",{"$f":"IF(F111=\"\",\"\",F111)","v":0.32},"＋",{"$f":"IF(F112=\"\",\"\",F112)","v":0}]
[null,null,null,null,"=",{"$f":"IF(幹栓区間!$F$17=\"\",\"\",幹栓区間!$F$17)","v":0.32},"ｍ"]
[null,null,"⑨ 累計所要水頭 H7",null,"=","h7＋H6"]
[null,null,null,null,"=",{"$f":"IF(F115=\"\",\"\",F115)","v":0.32},"＋",{"$f":"IF(F101=\"\",\"\",F101)","v":2.1}]
[null,null,null,null,"=",{"$f":"IF(幹栓区間!$E$17=\"\",\"\",幹栓区間!$E$17)","v":2.42},"ｍ"]
[]
[null,"８．区　間",null,{"$f":"IF(幹栓区間!$J$18=\"\",\"\",幹栓区間!$J$18)","v":"H-I"}]
[null,null,"① 仮定口径",null,"=",{"$f":"IF(幹栓区間!$L$18=\"\",\"\",幹栓区間!$L$18)","v":40},"ｍｍ"]
[null,null,"② 管延長",null,"=",{"$f":"IF(幹栓区間!$M$18=\"\",\"\",幹栓区間!$M$18)","v":1},"ｍ"]
[null,null,"③ 直管換算長",null,"=",{"$f":"IF(幹栓区間!$AZ$18=\"\",\"\",幹栓区間!$AZ$18)","v":9.5},"ｍ"]
[null,null,"④ 流量",null,"=",{"$f":"IF(幹栓区間!$H$18=\"\",\"\",幹栓区間!$H$18)","v":1.45},"Ｌ/sec   ……",null,{"$f":"IF(幹栓区間!$K$10=\"戸\",\"（\"&幹栓区間!K18&\"戸対象）\",\"（\"&幹栓区間!K18&\"人対象）\")","v":"（9戸対象）"}]
[null,null,"⑤ 動水勾配",null,"=",{"$f":"IF(幹栓区間!$AH$18=\"\",\"\",幹栓区間!$AH$18)","v":43},"‰",{"$f":"IF(幹栓区間!$AG$18=\"\",\"\",IF(幹栓区間!$AG$18=\"W\",\"（ウエストン公式より）\",\"（Ｈ．ウィリアムス公式より）\"))","v":"（ウエストン公式より）"}]
[null,null,"⑥ 損失水頭",null,"=","⑤×(②＋③)×安全率"]
[null,null,null,null,"=",{"$f":"IF(F125=\"\",\"\",F125/1000)","v":4.2999999999999997E-2},"× (",{"$f":"IF(F122=\"\",\"\",F122)","v":1},"＋",{"$f":"IF(F123=\"\",\"\",F123)","v":9.5},") ×",{"$f":"IF(幹栓区間!$AJ$10=\"\",\"\",幹栓区間!$AJ$10)","v":1.1000000000000001}]
[null,null,null,null,"=",{"$f":"IF(幹栓区間!$AJ$18=\"\",\"\",幹栓区間!$AJ$18)","v":0.5},"ｍ"]
[null,null,"⑦ 立上り",null,"=",{"$f":"IF(幹栓区間!$N$18=\"\",0,ROUND(幹栓区間!$N$18,2))","v":0},"ｍ"]
[null,null,"⑧ 区間所要水頭 h8",null,"=","⑥＋⑦"]
[null,null,null,null,"=",{"$f":"IF(F128=\"\",\"\",F128)","v":0.5},"＋",{"$f":"IF(F129=\"\",\"\",F129)","v":0}]
[null,null,null,null,"=",{"$f":"IF(幹栓区間!$F$18=\"\",\"\",幹栓区間!$F$18)","v":0.5},"ｍ"]
[null,null,"⑨ 累計所要水頭 H8",null,"=","h8＋H7"]
[null,null,null,null,"=",{"$f":"IF(F132=\"\",\"\",F132)","v":0.5},"＋",{"$f":"IF(F118=\"\",\"\",F118)","v":2.42}]
[null,null,null,null,"=",{"$f":"IF(幹栓区間!$E$18=\"\",\"\",幹栓区間!$E$18)","v":2.92},"ｍ"]
[]
[null,"９．区　間",null,{"$f":"IF(幹栓区間!$J$19=\"\",\"\",幹栓区間!$J$19)","v":"I-J"}]
[null,null,"① 仮定口径",null,"=",{"$f":"IF(幹栓区間!$L$19=\"\",\"\",幹栓区間!$L$19)","v":40},"ｍｍ"]
[null,null,"② 管延長",null,"=",{"$f":"IF(幹栓区間!$M$19=\"\",\"\",幹栓区間!$M$19)","v":2},"ｍ"]
[null,null,"③ 直管換算長",null,"=",{"$f":"IF(幹栓区間!$AZ$19=\"\",\"\",幹栓区間!$AZ$19)","v":1.5},"ｍ"]
[null,null,"④ 流量",null,"=",{"$f":"IF(幹栓区間!$H$19=\"\",\"\",幹栓区間!$H$19)","v":1.48},"Ｌ/sec   ……",null,{"$f":"IF(幹栓区間!$K$10=\"戸\",\"（\"&幹栓区間!K19&\"戸対象）\",\"（\"&幹栓区間!K19&\"人対象）\")","v":"（10戸対象）"}]
[null,null,"⑤ 動水勾配",null,"=",{"$f":"IF(幹栓区間!$AH$19=\"\",\"\",幹栓区間!$AH$19)","v":44},"‰",{"$f":"IF(幹栓区間!$AG$19=\"\",\"\",IF(幹栓区間!$AG$19=\"W\",\"（ウエストン公式より）\",\"（Ｈ．ウィリアムス公式より）\"))","v":"（ウエストン公式より）"}]
[null,null,"⑥ 損失水頭",null,"=","⑤×(②＋③)×安全率"]
[null,null,null,null,"=",{"$f":"IF(F142=\"\",\"\",F142/1000)","v":4.3999999999999997E-2},"× (",{"$f":"IF(F139=\"\",\"\",F139)","v":2},"＋",{"$f":"IF(F140=\"\",\"\",F140)","v":1.5},") ×",{"$f":"IF(幹栓区間!$AJ$10=\"\",\"\",幹栓区間!$AJ$10)","v":1.1000000000000001}]
[null,null,null,null,"=",{"$f":"IF(幹栓区間!$AJ$19=\"\",\"\",幹栓区間!$AJ$19)","v":0.17},"ｍ"]
[null,null,"⑦ 立上り",null,"=",{"$f":"IF(幹栓区間!$N$19=\"\",0,ROUND(幹栓区間!$N$19,2))","v":0},"ｍ"]
[null,null,"⑧ 区間所要水頭 h9",null,"=","⑥＋⑦"]
[null,null,null,null,"=",{"$f":"IF(F145=\"\",\"\",F145)","v":0.17},"＋",{"$f":"IF(F146=\"\",\"\",F146)","v":0}]
[null,null,null,null,"=",{"$f":"IF(幹栓区間!$F$19=\"\",\"\",幹栓区間!$F$19)","v":0.17},"ｍ"]
[null,null,"⑨ 累計所要水頭 H9",null,"=","h9＋H8"]
[null,null,null,null,"=",{"$f":"IF(F149=\"\",\"\",F149)","v":0.17},"＋",{"$f":"IF(F135=\"\",\"\",F135)","v":2.92}]
[null,null,null,null,"=",{"$f":"IF(幹栓区間!$E$19=\"\",\"\",幹栓区間!$E$19)","v":3.09},"ｍ"]
[]
[null,"10．区　間",null,{"$f":"IF(幹栓区間!$J$20=\"\",\"\",幹栓区間!$J$20)","v":"J-K"}]
[null,null,"① 仮定口径",null,"=",{"$f":"IF(幹栓区間!$L$20=\"\",\"\",幹栓区間!$L$20)","v":40},"ｍｍ"]
[null,null,"② 管延長",null,"=",{"$f":"IF(幹栓区間!$M$20=\"\",\"\",幹栓区間!$M$20)","v":1},"ｍ"]
[null,null,"③ 直管換算長",null,"=",{"$f":"IF(幹栓区間!$AZ$20=\"\",\"\",幹栓区間!$AZ$20)","v":0},"ｍ"]
[null,null,"④ 流量",null,"=",{"$f":"IF(幹栓区間!$H$20=\"\",\"\",幹栓区間!$H$20)","v":1.58},"Ｌ/sec   ……",null,{"$f":"IF(幹栓区間!$K$10=\"戸\",\"（\"&幹栓区間!K20&\"戸対象）\",\"（\"&幹栓区間!K20&\"人対象）\")","v":"（11戸対象）"}]
[null,null,"⑤ 動水勾配",null,"=",{"$f":"IF(幹栓区間!$AH$20=\"\",\"\",幹栓区間!$AH$20)","v":49},"‰",{"$f":"IF(幹栓区間!$AG$20=\"\",\"\",IF(幹栓区間!$AG$20=\"W\",\"（ウエストン公式より）\",\"（Ｈ．ウィリアムス公式より）\"))","v":"（ウエストン公式より）"}]
[null,null,"⑥ 損失水頭",null,"=","⑤×(②＋③)×安全率"]
[null,null,null,null,"=",{"$f":"IF(F159=\"\",\"\",F159/1000)","v":4.9000000000000002E-2},"× (",{"$f":"IF(F156=\"\",\"\",F156)","v":1},"＋",{"$f":"IF(F157=\"\",\"\",F157)","v":0},") ×",{"$f":"IF(幹栓区間!$AJ$10=\"\",\"\",幹栓区間!$AJ$10)","v":1.1000000000000001}]
[null,null,null,null,"=",{"$f":"IF(幹栓区間!$AJ$20=\"\",\"\",幹栓区間!$AJ$20)","v":0.05},"ｍ"]
[null,null,"⑦ 立上り",null,"=",{"$f":"IF(幹栓区間!$N$20=\"\",0,ROUND(幹栓区間!$N$20,2))","v":0},"ｍ"]
[null,null,"⑧ 区間所要水頭 h10",null,"=","⑥＋⑦"]
[null,null,null,null,"=",{"$f":"IF(F162=\"\",\"\",F162)","v":0.05},"＋",{"$f":"IF(F163=\"\",\"\",F163)","v":0}]
[null,null,null,null,"=",{"$f":"IF(幹栓区間!$F$20=\"\",\"\",幹栓区間!$F$20)","v":0.05},"ｍ"]
[null,null,"⑨ 累計所要水頭 H10",null,"=","h10＋H9"]
[null,null,null,null,"=",{"$f":"IF(F166=\"\",\"\",F166)","v":0.05},"＋",{"$f":"IF(F152=\"\",\"\",F152)","v":3.09}]
[null,null,null,null,"=",{"$f":"IF(幹栓区間!$E$20=\"\",\"\",幹栓区間!$E$20)","v":3.1399999999999997},"ｍ"]
[]
[null,"11．区　間",null,{"$f":"IF(幹栓区間!$J$21=\"\",\"\",幹栓区間!$J$21)","v":"K-L"}]
[null,null,"① 仮定口径",null,"=",{"$f":"IF(幹栓区間!$L$21=\"\",\"\",幹栓区間!$L$21)","v":""},"ｍｍ"]
[null,null,"② 管延長",null,"=",{"$f":"IF(幹栓区間!$M$21=\"\",\"\",幹栓区間!$M$21)","v":7},"ｍ"]
[null,null,"③ 直管換算長",null,"=",{"$f":"IF(幹栓区間!$AZ$21=\"\",\"\",幹栓区間!$AZ$21)","v":""},"ｍ"]
[null,null,"④ 流量",null,"=",{"$f":"IF(幹栓区間!$H$21=\"\",\"\",幹栓区間!$H$21)","v":""},"Ｌ/sec   ……",null,{"$f":"IF(幹栓区間!$K$10=\"戸\",\"（\"&幹栓区間!K21&\"戸対象）\",\"（\"&幹栓区間!K21&\"人対象）\")","v":"（12戸対象）"}]
[null,null,"⑤ 動水勾配",null,"=",{"$f":"IF(幹栓区間!$AH$21=\"\",\"\",幹栓区間!$AH$21)","v":""},"‰",{"$f":"IF(幹栓区間!$AG$21=\"\",\"\",IF(幹栓区間!$AG$21=\"W\",\"（ウエストン公式より）\",\"（Ｈ．ウィリアムス公式より）\"))","v":""}]
[null,null,"⑥ 損失水頭",null,"=","⑤×(②＋③)×安全率"]
[null,null,null,null,"=",{"$f":"IF(F176=\"\",\"\",F176/1000)","v":""},"× (",{"$f":"IF(F173=\"\",\"\",F173)","v":7},"＋",{"$f":"IF(F174=\"\",\"\",F174)","v":""},") ×",{"$f":"IF(幹栓区間!$AJ$10=\"\",\"\",幹栓区間!$AJ$10)","v":1.1000000000000001}]
[null,null,null,null,"=",{"$f":"IF(幹栓区間!$AJ$21=\"\",\"\",幹栓区間!$AJ$21)","v":""},"ｍ"]
[null,null,"⑦ 立上り",null,"=",{"$f":"IF(幹栓区間!$N$21=\"\",0,ROUND(幹栓区間!$N$21,2))","v":0},"ｍ"]
[null,null,"⑧ 区間所要水頭 h11",null,"=","⑥＋⑦"]
[null,null,null,null,"=",{"$f":"IF(F179=\"\",\"\",F179)","v":""},"＋",{"$f":"IF(F180=\"\",\"\",F180)","v":0}]
[null,null,null,null,"=",{"$f":"IF(幹栓区間!$F$21=\"\",\"\",幹栓区間!$F$21)","v":""},"ｍ"]
[null,null,"⑨ 累計所要水頭 H11",null,"=","h11＋H10"]
[null,null,null,null,"=",{"$f":"IF(F183=\"\",\"\",F183)","v":""},"＋",{"$f":"IF(F169=\"\",\"\",F169)","v":3.1399999999999997}]
[null,null,null,null,"=",{"$f":"IF(幹栓区間!$E$21=\"\",\"\",幹栓区間!$E$21)","v":""},"ｍ"]
[]
[null,"12．区　間",null,{"$f":"IF(幹栓区間!$J$22=\"\",\"\",幹栓区間!$J$22)","v":"L-M"}]
[null,null,"① 仮定口径",null,"=",{"$f":"IF(幹栓区間!$L$22=\"\",\"\",幹栓区間!$L$22)","v":40},"ｍｍ"]
[null,null,"② 管延長",null,"=",{"$f":"IF(幹栓区間!$M$22=\"\",\"\",幹栓区間!$M$22)","v":1},"ｍ"]
[null,null,"③ 直管換算長",null,"=",{"$f":"IF(幹栓区間!$AZ$22=\"\",\"\",幹栓区間!$AZ$22)","v":0},"ｍ"]
[null,null,"④ 流量",null,"=",{"$f":"IF(幹栓区間!$H$22=\"\",\"\",幹栓区間!$H$22)","v":1.77},"Ｌ/sec   ……",null,{"$f":"IF(幹栓区間!$K$10=\"戸\",\"（\"&幹栓区間!K22&\"戸対象）\",\"（\"&幹栓区間!K22&\"人対象）\")","v":"（13戸対象）"}]
[null,null,"⑤ 動水勾配",null,"=",{"$f":"IF(幹栓区間!$AH$22=\"\",\"\",幹栓区間!$AH$22)","v":60},"‰",{"$f":"IF(幹栓区間!$AG$22=\"\",\"\",IF(幹栓区間!$AG$22=\"W\",\"（ウエストン公式より）\",\"（Ｈ．ウィリアムス公式より）\"))","v":"（ウエストン公式より）"}]
[null,null,"⑥ 損失水頭",null,"=","⑤×(②＋③)×安全率"]
[null,null,null,null,"=",{"$f":"IF(F193=\"\",\"\",F193/1000)","v":0.06},"× (",{"$f":"IF(F190=\"\",\"\",F190)","v":1},"＋",{"$f":"IF(F191=\"\",\"\",F191)","v":0},") ×",{"$f":"IF(幹栓区間!$AJ$10=\"\",\"\",幹栓区間!$AJ$10)","v":1.1000000000000001}]
[null,null,null,null,"=",{"$f":"IF(幹栓区間!$AJ$22=\"\",\"\",幹栓区間!$AJ$22)","v":7.0000000000000007E-2},"ｍ"]
[null,null,"⑦ 立上り",null,"=",{"$f":"IF(幹栓区間!$N$22=\"\",0,ROUND(幹栓区間!$N$22,2))","v":0},"ｍ"]
[null,null,"⑧ 区間所要水頭 h12",null,"=","⑥＋⑦"]
[null,null,null,null,"=",{"$f":"IF(F196=\"\",\"\",F196)","v":7.0000000000000007E-2},"＋",{"$f":"IF(F197=\"\",\"\",F197)","v":0}]
[null,null,null,null,"=",{"$f":"IF(幹栓区間!$F$22=\"\",\"\",幹栓区間!$F$22)","v":7.0000000000000007E-2},"ｍ"]
[null,null,"⑨ 累計所要水頭 H12",null,"=","h12＋H11"]
[null,null,null,null,"=",{"$f":"IF(F200=\"\",\"\",F200)","v":7.0000000000000007E-2},"＋",{"$f":"IF(F186=\"\",\"\",F186)","v":""}]
[null,null,null,null,"=",{"$f":"IF(幹栓区間!$E$22=\"\",\"\",幹栓区間!$E$22)","v":""},"ｍ"]
[]
[null,"13．区　間",null,{"$f":"IF(幹栓区間!$J$23=\"\",\"\",幹栓区間!$J$23)","v":"M-N"}]
[null,null,"① 仮定口径",null,"=",{"$f":"IF(幹栓区間!$L$23=\"\",\"\",幹栓区間!$L$23)","v":40},"ｍｍ"]
[null,null,"② 管延長",null,"=",{"$f":"IF(幹栓区間!$M$23=\"\",\"\",幹栓区間!$M$23)","v":2},"ｍ"]
[null,null,"③ 直管換算長",null,"=",{"$f":"IF(幹栓区間!$AZ$23=\"\",\"\",幹栓区間!$AZ$23)","v":0},"ｍ"]
[null,null,"④ 流量",null,"=",{"$f":"IF(幹栓区間!$H$23=\"\",\"\",幹栓区間!$H$23)","v":1.86},"Ｌ/sec   ……",null,{"$f":"IF(幹栓区間!$K$10=\"戸\",\"（\"&幹栓区間!K23&\"戸対象）\",\"（\"&幹栓区間!K23&\"人対象）\")","v":"（14戸対象）"}]
[null,null,"⑤ 動水勾配",null,"=",{"$f":"IF(幹栓区間!$AH$23=\"\",\"\",幹栓区間!$AH$23)","v":66},"‰",{"$f":"IF(幹栓区間!$AG$23=\"\",\"\",IF(幹栓区間!$AG$23=\"W\",\"（ウエストン公式より）\",\"（Ｈ．ウィリアムス公式より）\"))","v":"（ウエストン公式より）"}]
[null,null,"⑥ 損失水頭",null,"=","⑤×(②＋③)×安全率"]
[null,null,null,null,"=",{"$f":"IF(F210=\"\",\"\",F210/1000)","v":6.6000000000000003E-2},"× (",{"$f":"IF(F207=\"\",\"\",F207)","v":2},"＋",{"$f":"IF(F208=\"\",\"\",F208)","v":0},") ×",{"$f":"IF(幹栓区間!$AJ$10=\"\",\"\",幹栓区間!$AJ$10)","v":1.1000000000000001}]
[null,null,null,null,"=",{"$f":"IF(幹栓区間!$AJ$23=\"\",\"\",幹栓区間!$AJ$23)","v":0.15},"ｍ"]
[null,null,"⑦ 立上り",null,"=",{"$f":"IF(幹栓区間!$N$23=\"\",0,ROUND(幹栓区間!$N$23,2))","v":0},"ｍ"]
[null,null,"⑧ 区間所要水頭 h13",null,"=","⑥＋⑦"]
[null,null,null,null,"=",{"$f":"IF(F213=\"\",\"\",F213)","v":0.15},"＋",{"$f":"IF(F214=\"\",\"\",F214)","v":0}]
[null,null,null,null,"=",{"$f":"IF(幹栓区間!$F$23=\"\",\"\",幹栓区間!$F$23)","v":0.15},"ｍ"]
[null,null,"⑨ 累計所要水頭 H13",null,"=","h13＋H12"]
[null,null,null,null,"=",{"$f":"IF(F217=\"\",\"\",F217)","v":0.15},"＋",{"$f":"IF(F203=\"\",\"\",F203)","v":""}]
[null,null,null,null,"=",{"$f":"IF(幹栓区間!$E$23=\"\",\"\",幹栓区間!$E$23)","v":""},"ｍ"]
[]
[null,"14．区　間",null,{"$f":"IF(幹栓区間!$J$24=\"\",\"\",幹栓区間!$J$24)","v":"N-O"}]
[null,null,"① 仮定口径",null,"=",{"$f":"IF(幹栓区間!$L$24=\"\",\"\",幹栓区間!$L$24)","v":40},"ｍｍ"]
[null,null,"② 管延長",null,"=",{"$f":"IF(幹栓区間!$M$24=\"\",\"\",幹栓区間!$M$24)","v":1},"ｍ"]
[null,null,"③ 直管換算長",null,"=",{"$f":"IF(幹栓区間!$AZ$24=\"\",\"\",幹栓区間!$AZ$24)","v":0},"ｍ"]
[null,null,"④ 流量",null,"=",{"$f":"IF(幹栓区間!$H$24=\"\",\"\",幹栓区間!$H$24)","v":""},"Ｌ/sec   ……",null,{"$f":"IF(幹栓区間!$K$10=\"戸\",\"（\"&幹栓区間!K24&\"戸対象）\",\"（\"&幹栓区間!K24&\"人対象）\")","v":"（戸対象）"}]
[null,null,"⑤ 動水勾配",null,"=",{"$f":"IF(幹栓区間!$AH$24=\"\",\"\",幹栓区間!$AH$24)","v":""},"‰",{"$f":"IF(幹栓区間!$AG$24=\"\",\"\",IF(幹栓区間!$AG$24=\"W\",\"（ウエストン公式より）\",\"（Ｈ．ウィリアムス公式より）\"))","v":"（ウエストン公式より）"}]
[null,null,"⑥ 損失水頭",null,"=","⑤×(②＋③)×安全率"]
[null,null,null,null,"=",{"$f":"IF(F227=\"\",\"\",F227/1000)","v":""},"× (",{"$f":"IF(F224=\"\",\"\",F224)","v":1},"＋",{"$f":"IF(F225=\"\",\"\",F225)","v":0},") ×",{"$f":"IF(幹栓区間!$AJ$10=\"\",\"\",幹栓区間!$AJ$10)","v":1.1000000000000001}]
[null,null,null,null,"=",{"$f":"IF(幹栓区間!$AJ$24=\"\",\"\",幹栓区間!$AJ$24)","v":""},"ｍ"]
[null,null,"⑦ 立上り",null,"=",{"$f":"IF(幹栓区間!$N$24=\"\",0,ROUND(幹栓区間!$N$24,2))","v":0},"ｍ"]
[null,null,"⑧ 区間所要水頭 h14",null,"=","⑥＋⑦"]
[null,null,null,null,"=",{"$f":"IF(F230=\"\",\"\",F230)","v":""},"＋",{"$f":"IF(F231=\"\",\"\",F231)","v":0}]
[null,null,null,null,"=",{"$f":"IF(幹栓区間!$F$24=\"\",\"\",幹栓区間!$F$24)","v":""},"ｍ"]
[null,null,"⑨ 累計所要水頭 H14",null,"=","h14＋H13"]
[null,null,null,null,"=",{"$f":"IF(F234=\"\",\"\",F234)","v":""},"＋",{"$f":"IF(F220=\"\",\"\",F220)","v":""}]
[null,null,null,null,"=",{"$f":"IF(幹栓区間!$E$24=\"\",\"\",幹栓区間!$E$24)","v":""},"ｍ"]
[]
[null,"15．区　間",null,{"$f":"IF(幹栓区間!$J$25=\"\",\"\",幹栓区間!$J$25)","v":"O-P"}]
[null,null,"① 仮定口径",null,"=",{"$f":"IF(幹栓区間!$L$25=\"\",\"\",幹栓区間!$L$25)","v":40},"ｍｍ"]
[null,null,"② 管延長",null,"=",{"$f":"IF(幹栓区間!$M$25=\"\",\"\",幹栓区間!$M$25)","v":5.9},"ｍ"]
[null,null,"③ 直管換算長",null,"=",{"$f":"IF(幹栓区間!$AZ$25=\"\",\"\",幹栓区間!$AZ$25)","v":5.8},"ｍ"]
[null,null,"④ 流量",null,"=",{"$f":"IF(幹栓区間!$H$25=\"\",\"\",幹栓区間!$H$25)","v":2.0299999999999998},"Ｌ/sec   ……",null,{"$f":"IF(幹栓区間!$K$10=\"戸\",\"（\"&幹栓区間!K25&\"戸対象）\",\"（\"&幹栓区間!K25&\"人対象）\")","v":"（16戸対象）"}]
[null,null,"⑤ 動水勾配",null,"=",{"$f":"IF(幹栓区間!$AH$25=\"\",\"\",幹栓区間!$AH$25)","v":77},"‰",{"$f":"IF(幹栓区間!$AG$25=\"\",\"\",IF(幹栓区間!$AG$25=\"W\",\"（ウエストン公式より）\",\"（Ｈ．ウィリアムス公式より）\"))","v":"（ウエストン公式より）"}]
[null,null,"⑥ 損失水頭",null,"=","⑤×(②＋③)×安全率"]
[null,null,null,null,"=",{"$f":"IF(F244=\"\",\"\",F244/1000)","v":7.6999999999999999E-2},"× (",{"$f":"IF(F241=\"\",\"\",F241)","v":5.9},"＋",{"$f":"IF(F242=\"\",\"\",F242)","v":5.8},") ×",{"$f":"IF(幹栓区間!$AJ$10=\"\",\"\",幹栓区間!$AJ$10)","v":1.1000000000000001}]
[null,null,null,null,"=",{"$f":"IF(幹栓区間!$AJ$25=\"\",\"\",幹栓区間!$AJ$25)","v":0.99},"ｍ"]
[null,null,"⑦ 立上り",null,"=",{"$f":"IF(幹栓区間!$N$25=\"\",0,ROUND(幹栓区間!$N$25,2))","v":0.9},"ｍ"]
[null,null,"⑧ 区間所要水頭 h15",null,"=","⑥＋⑦"]
[null,null,null,null,"=",{"$f":"IF(F247=\"\",\"\",F247)","v":0.99},"＋",{"$f":"IF(F248=\"\",\"\",F248)","v":0.9}]
[null,null,null,null,"=",{"$f":"IF(幹栓区間!$F$25=\"\",\"\",幹栓区間!$F$25)","v":1.8900000000000001},"ｍ"]
[null,null,"⑨ 累計所要水頭 H15",null,"=","h15＋H14"]
[null,null,null,null,"=",{"$f":"IF(F251=\"\",\"\",F251)","v":1.8900000000000001},"＋",{"$f":"IF(F237=\"\",\"\",F237)","v":""}]
[null,null,null,null,"=",{"$f":"IF(幹栓区間!$E$25=\"\",\"\",幹栓区間!$E$25)","v":""},"ｍ"]
[]
[null,"16．区　間",null,{"$f":"IF(幹栓区間!$J$26=\"\",\"\",幹栓区間!$J$26)","v":""}]
[null,null,"① 仮定口径",null,"=",{"$f":"IF(幹栓区間!$L$26=\"\",\"\",幹栓区間!$L$26)","v":""},"ｍｍ"]
[null,null,"② 管延長",null,"=",{"$f":"IF(幹栓区間!$M$26=\"\",\"\",幹栓区間!$M$26)","v":""},"ｍ"]
[null,null,"③ 直管換算長",null,"=",{"$f":"IF(幹栓区間!$AZ$26=\"\",\"\",幹栓区間!$AZ$26)","v":""},"ｍ"]
[null,null,"④ 流量",null,"=",{"$f":"IF(幹栓区間!$H$26=\"\",\"\",幹栓区間!$H$26)","v":""},"Ｌ/sec   ……",null,{"$f":"IF(幹栓区間!$K$10=\"戸\",\"（\"&幹栓区間!K26&\"戸対象）\",\"（\"&幹栓区間!K26&\"人対象）\")","v":"（戸対象）"}]
[null,null,"⑤ 動水勾配",null,"=",{"$f":"IF(幹栓区間!$AH$26=\"\",\"\",幹栓区間!$AH$26)","v":""},"‰",{"$f":"IF(幹栓区間!$AG$26=\"\",\"\",IF(幹栓区間!$AG$26=\"W\",\"（ウエストン公式より）\",\"（Ｈ．ウィリアムス公式より）\"))","v":""}]
[null,null,"⑥ 損失水頭",null,"=","⑤×(②＋③)×安全率"]
[null,null,null,null,"=",{"$f":"IF(F261=\"\",\"\",F261/1000)","v":""},"× (",{"$f":"IF(F258=\"\",\"\",F258)","v":""},"＋",{"$f":"IF(F259=\"\",\"\",F259)","v":""},") ×",{"$f":"IF(幹栓区間!$AJ$10=\"\",\"\",幹栓区間!$AJ$10)","v":1.1000000000000001}]
[null,null,null,null,"=",{"$f":"IF(幹栓区間!$AJ$26=\"\",\"\",幹栓区間!$AJ$26)","v":""},"ｍ"]
[null,null,"⑦ 立上り",null,"=",{"$f":"IF(幹栓区間!$N$26=\"\",0,ROUND(幹栓区間!$N$26,2))","v":0},"ｍ"]
[null,null,"⑧ 区間所要水頭 h16",null,"=","⑥＋⑦"]
[null,null,null,null,"=",{"$f":"IF(F264=\"\",\"\",F264)","v":""},"＋",{"$f":"IF(F265=\"\",\"\",F265)","v":0}]
[null,null,null,null,"=",{"$f":"IF(幹栓区間!$F$26=\"\",\"\",幹栓区間!$F$26)","v":""},"ｍ"]
[null,null,"⑨ 累計所要水頭 H16",null,"=","h16＋H15"]
[null,null,null,null,"=",{"$f":"IF(F268=\"\",\"\",F268)","v":""},"＋",{"$f":"IF(F254=\"\",\"\",F254)","v":""}]
[null,null,null,null,"=",{"$f":"IF(幹栓区間!$E$26=\"\",\"\",幹栓区間!$E$26)","v":""},"ｍ"]
[]
[null,"17．区　間",null,{"$f":"IF(幹栓区間!$J$27=\"\",\"\",幹栓区間!$J$27)","v":""}]
[null,null,"① 仮定口径",null,"=",{"$f":"IF(幹栓区間!$L$27=\"\",\"\",幹栓区間!$L$27)","v":""},"ｍｍ"]
[null,null,"② 管延長",null,"=",{"$f":"IF(幹栓区間!$M$27=\"\",\"\",幹栓区間!$M$27)","v":""},"ｍ"]
[null,null,"③ 直管換算長",null,"=",{"$f":"IF(幹栓区間!$AZ$27=\"\",\"\",幹栓区間!$AZ$27)","v":""},"ｍ"]
[null,null,"④ 流量",null,"=",{"$f":"IF(幹栓区間!$H$27=\"\",\"\",幹栓区間!$H$27)","v":""},"Ｌ/sec   ……",null,{"$f":"IF(幹栓区間!$K$10=\"戸\",\"（\"&幹栓区間!K27&\"戸対象）\",\"（\"&幹栓区間!K27&\"人対象）\")","v":"（戸対象）"}]
[null,null,"⑤ 動水勾配",null,"=",{"$f":"IF(幹栓区間!$AH$27=\"\",\"\",幹栓区間!$AH$27)","v":""},"‰",{"$f":"IF(幹栓区間!$AG$27=\"\",\"\",IF(幹栓区間!$AG$27=\"W\",\"（ウエストン公式より）\",\"（Ｈ．ウィリアムス公式より）\"))","v":""}]
[null,null,"⑥ 損失水頭",null,"=","⑤×(②＋③)×安全率"]
[null,null,null,null,"=",{"$f":"IF(F278=\"\",\"\",F278/1000)","v":""},"× (",{"$f":"IF(F275=\"\",\"\",F275)","v":""},"＋",{"$f":"IF(F276=\"\",\"\",F276)","v":""},") ×",{"$f":"IF(幹栓区間!$AJ$10=\"\",\"\",幹栓区間!$AJ$10)","v":1.1000000000000001}]
[null,null,null,null,"=",{"$f":"IF(幹栓区間!$AJ$27=\"\",\"\",幹栓区間!$AJ$27)","v":""},"ｍ"]
[null,null,"⑦ 立上り",null,"=",{"$f":"IF(幹栓区間!$N$27=\"\",0,ROUND(幹栓区間!$N$27,2))","v":0},"ｍ"]
[null,null,"⑧ 区間所要水頭 h17",null,"=","⑥＋⑦"]
[null,null,null,null,"=",{"$f":"IF(F281=\"\",\"\",F281)","v":""},"＋",{"$f":"IF(F282=\"\",\"\",F282)","v":0}]
[null,null,null,null,"=",{"$f":"IF(幹栓区間!$F$27=\"\",\"\",幹栓区間!$F$27)","v":""},"ｍ"]
[null,null,"⑨ 累計所要水頭 H17",null,"=","h17＋H16"]
[null,null,null,null,"=",{"$f":"IF(F285=\"\",\"\",F285)","v":""},"＋",{"$f":"IF(F271=\"\",\"\",F271)","v":""}]
[null,null,null,null,"=",{"$f":"IF(幹栓区間!$E$27=\"\",\"\",幹栓区間!$E$27)","v":""},"ｍ"]
[]
[null,"18．区　間",null,{"$f":"IF(幹栓区間!$J$28=\"\",\"\",幹栓区間!$J$28)","v":""}]
[null,null,"① 仮定口径",null,"=",{"$f":"IF(幹栓区間!$L$28=\"\",\"\",幹栓区間!$L$28)","v":""},"ｍｍ"]
[null,null,"② 管延長",null,"=",{"$f":"IF(幹栓区間!$M$28=\"\",\"\",幹栓区間!$M$28)","v":""},"ｍ"]
[null,null,"③ 直管換算長",null,"=",{"$f":"IF(幹栓区間!$AZ$28=\"\",\"\",幹栓区間!$AZ$28)","v":""},"ｍ"]
[null,null,"④ 流量",null,"=",{"$f":"IF(幹栓区間!$H$28=\"\",\"\",幹栓区間!$H$28)","v":""},"Ｌ/sec   ……",null,{"$f":"IF(幹栓区間!$K$10=\"戸\",\"（\"&幹栓区間!K28&\"戸対象）\",\"（\"&幹栓区間!K28&\"人対象）\")","v":"（戸対象）"}]
[null,null,"⑤ 動水勾配",null,"=",{"$f":"IF(幹栓区間!$AH$28=\"\",\"\",幹栓区間!$AH$28)","v":""},"‰",{"$f":"IF(幹栓区間!$AG$28=\"\",\"\",IF(幹栓区間!$AG$28=\"W\",\"（ウエストン公式より）\",\"（Ｈ．ウィリアムス公式より）\"))","v":""}]
[null,null,"⑥ 損失水頭",null,"=","⑤×(②＋③)×安全率"]
[null,null,null,null,"=",{"$f":"IF(F295=\"\",\"\",F295/1000)","v":""},"× (",{"$f":"IF(F292=\"\",\"\",F292)","v":""},"＋",{"$f":"IF(F293=\"\",\"\",F293)","v":""},") ×",{"$f":"IF(幹栓区間!$AJ$10=\"\",\"\",幹栓区間!$AJ$10)","v":1.1000000000000001}]
[null,null,null,null,"=",{"$f":"IF(幹栓区間!$AJ$28=\"\",\"\",幹栓区間!$AJ$28)","v":""},"ｍ"]
[null,null,"⑦ 立上り",null,"=",{"$f":"IF(幹栓区間!$N$28=\"\",0,ROUND(幹栓区間!$N$28,2))","v":0},"ｍ"]
[null,null,"⑧ 区間所要水頭 h18",null,"=","⑥＋⑦"]
[null,null,null,null,"=",{"$f":"IF(F298=\"\",\"\",F298)","v":""},"＋",{"$f":"IF(F299=\"\",\"\",F299)","v":0}]
[null,null,null,null,"=",{"$f":"IF(幹栓区間!$F$28=\"\",\"\",幹栓区間!$F$28)","v":""},"ｍ"]
[null,null,"⑨ 累計所要水頭 H18",null,"=","h18＋H17"]
[null,null,null,null,"=",{"$f":"IF(F302=\"\",\"\",F302)","v":""},"＋",{"$f":"IF(F288=\"\",\"\",F288)","v":""}]
[null,null,null,null,"=",{"$f":"IF(幹栓区間!$E$28=\"\",\"\",幹栓区間!$E$28)","v":""},"ｍ"]
[]
[null,"19．区　間",null,{"$f":"IF(幹栓区間!$J$29=\"\",\"\",幹栓区間!$J$29)","v":""}]
[null,null,"① 仮定口径",null,"=",{"$f":"IF(幹栓区間!$L$29=\"\",\"\",幹栓区間!$L$29)","v":""},"ｍｍ"]
[null,null,"② 管延長",null,"=",{"$f":"IF(幹栓区間!$M$29=\"\",\"\",幹栓区間!$M$29)","v":""},"ｍ"]
[null,null,"③ 直管換算長",null,"=",{"$f":"IF(幹栓区間!$AZ$29=\"\",\"\",幹栓区間!$AZ$29)","v":""},"ｍ"]
[null,null,"④ 流量",null,"=",{"$f":"IF(幹栓区間!$H$29=\"\",\"\",幹栓区間!$H$29)","v":""},"Ｌ/sec   ……",null,{"$f":"IF(幹栓区間!$K$10=\"戸\",\"（\"&幹栓区間!K29&\"戸対象）\",\"（\"&幹栓区間!K29&\"人対象）\")","v":"（戸対象）"}]
[null,null,"⑤ 動水勾配",null,"=",{"$f":"IF(幹栓区間!$AH$29=\"\",\"\",幹栓区間!$AH$29)","v":""},"‰",{"$f":"IF(幹栓区間!$AG$29=\"\",\"\",IF(幹栓区間!$AG$29=\"W\",\"（ウエストン公式より）\",\"（Ｈ．ウィリアムス公式より）\"))","v":""}]
[null,null,"⑥ 損失水頭",null,"=","⑤×(②＋③)×安全率"]
[null,null,null,null,"=",{"$f":"IF(F312=\"\",\"\",F312/1000)","v":""},"× (",{"$f":"IF(F309=\"\",\"\",F309)","v":""},"＋",{"$f":"IF(F310=\"\",\"\",F310)","v":""},") ×",{"$f":"IF(幹栓区間!$AJ$10=\"\",\"\",幹栓区間!$AJ$10)","v":1.1000000000000001}]
[null,null,null,null,"=",{"$f":"IF(幹栓区間!$AJ$29=\"\",\"\",幹栓区間!$AJ$29)","v":""},"ｍ"]
[null,null,"⑦ 立上り",null,"=",{"$f":"IF(幹栓区間!$N$29=\"\",0,ROUND(幹栓区間!$N$29,2))","v":0},"ｍ"]
[null,null,"⑧ 区間所要水頭 h19",null,"=","⑥＋⑦"]
[null,null,null,null,"=",{"$f":"IF(F315=\"\",\"\",F315)","v":""},"＋",{"$f":"IF(F316=\"\",\"\",F316)","v":0}]
[null,null,null,null,"=",{"$f":"IF(幹栓区間!$F$29=\"\",\"\",幹栓区間!$F$29)","v":""},"ｍ"]
[null,null,"⑨ 累計所要水頭 H19",null,"=","h19＋H18"]
[null,null,null,null,"=",{"$f":"IF(F319=\"\",\"\",F319)","v":""},"＋",{"$f":"IF(F305=\"\",\"\",F305)","v":""}]
[null,null,null,null,"=",{"$f":"IF(幹栓区間!$E$29=\"\",\"\",幹栓区間!$E$29)","v":""},"ｍ"]
[]
[null,"20．区　間",null,{"$f":"IF(幹栓区間!$J$30=\"\",\"\",幹栓区間!$J$30)","v":""}]
[null,null,"① 仮定口径",null,"=",{"$f":"IF(幹栓区間!$L$30=\"\",\"\",幹栓区間!$L$30)","v":""},"ｍｍ"]
[null,null,"② 管延長",null,"=",{"$f":"IF(幹栓区間!$M$30=\"\",\"\",幹栓区間!$M$30)","v":""},"ｍ"]
[null,null,"③ 直管換算長",null,"=",{"$f":"IF(幹栓区間!$AZ$30=\"\",\"\",幹栓区間!$AZ$30)","v":""},"ｍ"]
[null,null,"④ 流量",null,"=",{"$f":"IF(幹栓区間!$H$30=\"\",\"\",幹栓区間!$H$30)","v":""},"Ｌ/sec   ……",null,{"$f":"IF(幹栓区間!$K$10=\"戸\",\"（\"&幹栓区間!K30&\"戸対象）\",\"（\"&幹栓区間!K30&\"人対象）\")","v":"（戸対象）"}]
[null,null,"⑤ 動水勾配",null,"=",{"$f":"IF(幹栓区間!$AH$30=\"\",\"\",幹栓区間!$AH$30)","v":""},"‰",{"$f":"IF(幹栓区間!$AG$30=\"\",\"\",IF(幹栓区間!$AG$30=\"W\",\"（ウエストン公式より）\",\"（Ｈ．ウィリアムス公式より）\"))","v":""}]
[null,null,"⑥ 損失水頭",null,"=","⑤×(②＋③)×安全率"]
[null,null,null,null,"=",{"$f":"IF(F329=\"\",\"\",F329/1000)","v":""},"× (",{"$f":"IF(F326=\"\",\"\",F326)","v":""},"＋",{"$f":"IF(F327=\"\",\"\",F327)","v":""},") ×",{"$f":"IF(幹栓区間!$AJ$10=\"\",\"\",幹栓区間!$AJ$10)","v":1.1000000000000001}]
[null,null,null,null,"=",{"$f":"IF(幹栓区間!$AJ$30=\"\",\"\",幹栓区間!$AJ$30)","v":""},"ｍ"]
[null,null,"⑦ 立上り",null,"=",{"$f":"IF(幹栓区間!$N$30=\"\",0,ROUND(幹栓区間!$N$30,2))","v":0},"ｍ"]
[null,null,"⑧ 区間所要水頭 h20",null,"=","⑥＋⑦"]
[null,null,null,null,"=",{"$f":"IF(F332=\"\",\"\",F332)","v":""},"＋",{"$f":"IF(F333=\"\",\"\",F333)","v":0}]
[null,null,null,null,"=",{"$f":"IF(幹栓区間!$F$30=\"\",\"\",幹栓区間!$F$30)","v":""},"ｍ"]
[null,null,"⑨ 累計所要水頭 H20",null,"=","h20＋H19"]
[null,null,null,null,"=",{"$f":"IF(F336=\"\",\"\",F336)","v":""},"＋",{"$f":"IF(F322=\"\",\"\",F322)","v":""}]
[null,null,null,null,"=",{"$f":"IF(幹栓区間!$E$30=\"\",\"\",幹栓区間!$E$30)","v":""},"ｍ"]
[]
[null,"21．区　間",null,{"$f":"IF(幹栓区間!$J$31=\"\",\"\",幹栓区間!$J$31)","v":""}]
[null,null,"① 仮定口径",null,"=",{"$f":"IF(幹栓区間!$L$31=\"\",\"\",幹栓区間!$L$31)","v":""},"ｍｍ"]
[null,null,"② 管延長",null,"=",{"$f":"IF(幹栓区間!$M$31=\"\",\"\",幹栓区間!$M$31)","v":""},"ｍ"]
[null,null,"③ 直管換算長",null,"=",{"$f":"IF(幹栓区間!$AZ$31=\"\",\"\",幹栓区間!$AZ$31)","v":""},"ｍ"]
[null,null,"④ 流量",null,"=",{"$f":"IF(幹栓区間!$H$31=\"\",\"\",幹栓区間!$H$31)","v":""},"Ｌ/sec   ……",null,{"$f":"IF(幹栓区間!$K$10=\"戸\",\"（\"&幹栓区間!K31&\"戸対象）\",\"（\"&幹栓区間!K31&\"人対象）\")","v":"（戸対象）"}]
[null,null,"⑤ 動水勾配",null,"=",{"$f":"IF(幹栓区間!$AH$31=\"\",\"\",幹栓区間!$AH$31)","v":""},"‰",{"$f":"IF(幹栓区間!$AG$31=\"\",\"\",IF(幹栓区間!$AG$31=\"W\",\"（ウエストン公式より）\",\"（Ｈ．ウィリアムス公式より）\"))","v":""}]
[null,null,"⑥ 損失水頭",null,"=","⑤×(②＋③)×安全率"]
[null,null,null,null,"=",{"$f":"IF(F346=\"\",\"\",F346/1000)","v":""},"× (",{"$f":"IF(F343=\"\",\"\",F343)","v":""},"＋",{"$f":"IF(F344=\"\",\"\",F344)","v":""},") ×",{"$f":"IF(幹栓区間!$AJ$10=\"\",\"\",幹栓区間!$AJ$10)","v":1.1000000000000001}]
[null,null,null,null,"=",{"$f":"IF(幹栓区間!$AJ$31=\"\",\"\",幹栓区間!$AJ$31)","v":""},"ｍ"]
[null,null,"⑦ 立上り",null,"=",{"$f":"IF(幹栓区間!$N$31=\"\",0,ROUND(幹栓区間!$N$31,2))","v":0},"ｍ"]
[null,null,"⑧ 区間所要水頭 h21",null,"=","⑥＋⑦"]
[null,null,null,null,"=",{"$f":"IF(F349=\"\",\"\",F349)","v":""},"＋",{"$f":"IF(F350=\"\",\"\",F350)","v":0}]
[null,null,null,null,"=",{"$f":"IF(幹栓区間!$F$31=\"\",\"\",幹栓区間!$F$31)","v":""},"ｍ"]
[null,null,"⑨ 累計所要水頭 H21",null,"=","h21＋H20"]
[null,null,null,null,"=",{"$f":"IF(F353=\"\",\"\",F353)","v":""},"＋",{"$f":"IF(F339=\"\",\"\",F339)","v":""}]
[null,null,null,null,"=",{"$f":"IF(幹栓区間!$E$31=\"\",\"\",幹栓区間!$E$31)","v":""},"ｍ"]
[]
[null,"22．区　間",null,{"$f":"IF(幹栓区間!$J$32=\"\",\"\",幹栓区間!$J$32)","v":""}]
[null,null,"① 仮定口径",null,"=",{"$f":"IF(幹栓区間!$L$32=\"\",\"\",幹栓区間!$L$32)","v":""},"ｍｍ"]
[null,null,"② 管延長",null,"=",{"$f":"IF(幹栓区間!$M$32=\"\",\"\",幹栓区間!$M$32)","v":""},"ｍ"]
[null,null,"③ 直管換算長",null,"=",{"$f":"IF(幹栓区間!$AZ$32=\"\",\"\",幹栓区間!$AZ$32)","v":""},"ｍ"]
[null,null,"④ 流量",null,"=",{"$f":"IF(幹栓区間!$H$32=\"\",\"\",幹栓区間!$H$32)","v":""},"Ｌ/sec   ……",null,{"$f":"IF(幹栓区間!$K$10=\"戸\",\"（\"&幹栓区間!K32&\"戸対象）\",\"（\"&幹栓区間!K32&\"人対象）\")","v":"（戸対象）"}]
[null,null,"⑤ 動水勾配",null,"=",{"$f":"IF(幹栓区間!$AH$32=\"\",\"\",幹栓区間!$AH$32)","v":""},"‰",{"$f":"IF(幹栓区間!$AG$32=\"\",\"\",IF(幹栓区間!$AG$32=\"W\",\"（ウエストン公式より）\",\"（Ｈ．ウィリアムス公式より）\"))","v":""}]
[null,null,"⑥ 損失水頭",null,"=","⑤×(②＋③)×安全率"]
[null,null,null,null,"=",{"$f":"IF(F363=\"\",\"\",F363/1000)","v":""},"× (",{"$f":"IF(F360=\"\",\"\",F360)","v":""},"＋",{"$f":"IF(F361=\"\",\"\",F361)","v":""},") ×",{"$f":"IF(幹栓区間!$AJ$10=\"\",\"\",幹栓区間!$AJ$10)","v":1.1000000000000001}]
[null,null,null,null,"=",{"$f":"IF(幹栓区間!$AJ$32=\"\",\"\",幹栓区間!$AJ$32)","v":""},"ｍ"]
[null,null,"⑦ 立上り",null,"=",{"$f":"IF(幹栓区間!$N$32=\"\",0,ROUND(幹栓区間!$N$32,2))","v":0},"ｍ"]
[null,null,"⑧ 区間所要水頭 h22",null,"=","⑥＋⑦"]
[null,null,null,null,"=",{"$f":"IF(F366=\"\",\"\",F366)","v":""},"＋",{"$f":"IF(F367=\"\",\"\",F367)","v":0}]
[null,null,null,null,"=",{"$f":"IF(幹栓区間!$F$32=\"\",\"\",幹栓区間!$F$32)","v":""},"ｍ"]
[null,null,"⑨ 累計所要水頭 H22",null,"=","h22＋H21"]
[null,null,null,null,"=",{"$f":"IF(F370=\"\",\"\",F370)","v":""},"＋",{"$f":"IF(F356=\"\",\"\",F356)","v":""}]
[null,null,null,null,"=",{"$f":"IF(幹栓区間!$E$32=\"\",\"\",幹栓区間!$E$32)","v":""},"ｍ"]
[]
[null,"23．区　間",null,{"$f":"IF(幹栓区間!$J$33=\"\",\"\",幹栓区間!$J$33)","v":""}]
[null,null,"① 仮定口径",null,"=",{"$f":"IF(幹栓区間!$L$33=\"\",\"\",幹栓区間!$L$33)","v":""},"ｍｍ"]
[null,null,"② 管延長",null,"=",{"$f":"IF(幹栓区間!$M$33=\"\",\"\",幹栓区間!$M$33)","v":""},"ｍ"]
[null,null,"③ 直管換算長",null,"=",{"$f":"IF(幹栓区間!$AZ$33=\"\",\"\",幹栓区間!$AZ$33)","v":""},"ｍ"]
[null,null,"④ 流量",null,"=",{"$f":"IF(幹栓区間!$H$33=\"\",\"\",幹栓区間!$H$33)","v":""},"Ｌ/sec   ……",null,{"$f":"IF(幹栓区間!$K$10=\"戸\",\"（\"&幹栓区間!K33&\"戸対象）\",\"（\"&幹栓区間!K33&\"人対象）\")","v":"（戸対象）"}]
[null,null,"⑤ 動水勾配",null,"=",{"$f":"IF(幹栓区間!$AH$33=\"\",\"\",幹栓区間!$AH$33)","v":""},"‰",{"$f":"IF(幹栓区間!$AG$33=\"\",\"\",IF(幹栓区間!$AG$33=\"W\",\"（ウエストン公式より）\",\"（Ｈ．ウィリアムス公式より）\"))","v":""}]
[null,null,"⑥ 損失水頭",null,"=","⑤×(②＋③)×安全率"]
[null,null,null,null,"=",{"$f":"IF(F380=\"\",\"\",F380/1000)","v":""},"× (",{"$f":"IF(F377=\"\",\"\",F377)","v":""},"＋",{"$f":"IF(F378=\"\",\"\",F378)","v":""},") ×",{"$f":"IF(幹栓区間!$AJ$10=\"\",\"\",幹栓区間!$AJ$10)","v":1.1000000000000001}]
[null,null,null,null,"=",{"$f":"IF(幹栓区間!$AJ$33=\"\",\"\",幹栓区間!$AJ$33)","v":""},"ｍ"]
[null,null,"⑦ 立上り",null,"=",{"$f":"IF(幹栓区間!$N$33=\"\",0,ROUND(幹栓区間!$N$33,2))","v":0},"ｍ"]
[null,null,"⑧ 区間所要水頭 h23",null,"=","⑥＋⑦"]
[null,null,null,null,"=",{"$f":"IF(F383=\"\",\"\",F383)","v":""},"＋",{"$f":"IF(F384=\"\",\"\",F384)","v":0}]
[null,null,null,null,"=",{"$f":"IF(幹栓区間!$F$33=\"\",\"\",幹栓区間!$F$33)","v":""},"ｍ"]
[null,null,"⑨ 累計所要水頭 H23",null,"=","h23＋H22"]
[null,null,null,null,"=",{"$f":"IF(F387=\"\",\"\",F387)","v":""},"＋",{"$f":"IF(F373=\"\",\"\",F373)","v":""}]
[null,null,null,null,"=",{"$f":"IF(幹栓区間!$E$33=\"\",\"\",幹栓区間!$E$33)","v":""},"ｍ"]
[]
[null,"24．区　間",null,{"$f":"IF(幹栓区間!$J$34=\"\",\"\",幹栓区間!$J$34)","v":""}]
[null,null,"① 仮定口径",null,"=",{"$f":"IF(幹栓区間!$L$34=\"\",\"\",幹栓区間!$L$34)","v":""},"ｍｍ"]
[null,null,"② 管延長",null,"=",{"$f":"IF(幹栓区間!$M$34=\"\",\"\",幹栓区間!$M$34)","v":""},"ｍ"]
[null,null,"③ 直管換算長",null,"=",{"$f":"IF(幹栓区間!$AZ$34=\"\",\"\",幹栓区間!$AZ$34)","v":""},"ｍ"]
[null,null,"④ 流量",null,"=",{"$f":"IF(幹栓区間!$H$34=\"\",\"\",幹栓区間!$H$34)","v":""},"Ｌ/sec   ……",null,{"$f":"IF(幹栓区間!$K$10=\"戸\",\"（\"&幹栓区間!K34&\"戸対象）\",\"（\"&幹栓区間!K34&\"人対象）\")","v":"（戸対象）"}]
[null,null,"⑤ 動水勾配",null,"=",{"$f":"IF(幹栓区間!$AH$34=\"\",\"\",幹栓区間!$AH$34)","v":""},"‰",{"$f":"IF(幹栓区間!$AG$34=\"\",\"\",IF(幹栓区間!$AG$34=\"W\",\"（ウエストン公式より）\",\"（Ｈ．ウィリアムス公式より）\"))","v":""}]
[null,null,"⑥ 損失水頭",null,"=","⑤×(②＋③)×安全率"]
[null,null,null,null,"=",{"$f":"IF(F397=\"\",\"\",F397/1000)","v":""},"× (",{"$f":"IF(F394=\"\",\"\",F394)","v":""},"＋",{"$f":"IF(F395=\"\",\"\",F395)","v":""},") ×",{"$f":"IF(幹栓区間!$AJ$10=\"\",\"\",幹栓区間!$AJ$10)","v":1.1000000000000001}]
[null,null,null,null,"=",{"$f":"IF(幹栓区間!$AJ$34=\"\",\"\",幹栓区間!$AJ$34)","v":""},"ｍ"]
[null,null,"⑦ 立上り",null,"=",{"$f":"IF(幹栓区間!$N$34=\"\",0,ROUND(幹栓区間!$N$34,2))","v":0},"ｍ"]
[null,null,"⑧ 区間所要水頭 h24",null,"=","⑥＋⑦"]
[null,null,null,null,"=",{"$f":"IF(F400=\"\",\"\",F400)","v":""},"＋",{"$f":"IF(F401=\"\",\"\",F401)","v":0}]
[null,null,null,null,"=",{"$f":"IF(幹栓区間!$F$34=\"\",\"\",幹栓区間!$F$34)","v":""},"ｍ"]
[null,null,"⑨ 累計所要水頭 H24",null,"=","h24＋H23"]
[null,null,null,null,"=",{"$f":"IF(F404=\"\",\"\",F404)","v":""},"＋",{"$f":"IF(F390=\"\",\"\",F390)","v":""}]
[null,null,null,null,"=",{"$f":"IF(幹栓区間!$E$34=\"\",\"\",幹栓区間!$E$34)","v":""},"ｍ"]
[]
[null,"25．区　間",null,{"$f":"IF(幹栓区間!$J$35=\"\",\"\",幹栓区間!$J$35)","v":""}]
[null,null,"① 仮定口径",null,"=",{"$f":"IF(幹栓区間!$L$35=\"\",\"\",幹栓区間!$L$35)","v":""},"ｍｍ"]
[null,null,"② 管延長",null,"=",{"$f":"IF(幹栓区間!$M$35=\"\",\"\",幹栓区間!$M$35)","v":""},"ｍ"]
[null,null,"③ 直管換算長",null,"=",{"$f":"IF(幹栓区間!$AZ$35=\"\",\"\",幹栓区間!$AZ$35)","v":""},"ｍ"]
[null,null,"④ 流量",null,"=",{"$f":"IF(幹栓区間!$H$35=\"\",\"\",幹栓区間!$H$35)","v":""},"Ｌ/sec   ……",null,{"$f":"IF(幹栓区間!$K$10=\"戸\",\"（\"&幹栓区間!K35&\"戸対象）\",\"（\"&幹栓区間!K35&\"人対象）\")","v":"（戸対象）"}]
[null,null,"⑤ 動水勾配",null,"=",{"$f":"IF(幹栓区間!$AH$35=\"\",\"\",幹栓区間!$AH$35)","v":""},"‰",{"$f":"IF(幹栓区間!$AG$35=\"\",\"\",IF(幹栓区間!$AG$35=\"W\",\"（ウエストン公式より）\",\"（Ｈ．ウィリアムス公式より）\"))","v":""}]
[null,null,"⑥ 損失水頭",null,"=","⑤×(②＋③)×安全率"]
[null,null,null,null,"=",{"$f":"IF(F414=\"\",\"\",F414/1000)","v":""},"× (",{"$f":"IF(F411=\"\",\"\",F411)","v":""},"＋",{"$f":"IF(F412=\"\",\"\",F412)","v":""},") ×",{"$f":"IF(幹栓区間!$AJ$10=\"\",\"\",幹栓区間!$AJ$10)","v":1.1000000000000001}]
[null,null,null,null,"=",{"$f":"IF(幹栓区間!$AJ$35=\"\",\"\",幹栓区間!$AJ$35)","v":""},"ｍ"]
[null,null,"⑦ 立上り",null,"=",{"$f":"IF(幹栓区間!$N$35=\"\",0,ROUND(幹栓区間!$N$35,2))","v":0},"ｍ"]
[null,null,"⑧ 区間所要水頭 h25",null,"=","⑥＋⑦"]
[null,null,null,null,"=",{"$f":"IF(F417=\"\",\"\",F417)","v":""},"＋",{"$f":"IF(F418=\"\",\"\",F418)","v":0}]
[null,null,null,null,"=",{"$f":"IF(幹栓区間!$F$35=\"\",\"\",幹栓区間!$F$35)","v":""},"ｍ"]
[null,null,"⑨ 累計所要水頭 H25",null,"=","h25＋H24"]
[null,null,null,null,"=",{"$f":"IF(F421=\"\",\"\",F421)","v":""},"＋",{"$f":"IF(F407=\"\",\"\",F407)","v":""}]
[null,null,null,null,"=",{"$f":"IF(幹栓区間!$E$35=\"\",\"\",幹栓区間!$E$35)","v":""},"ｍ"]
[]
[null,"26．区　間",null,{"$f":"IF(幹栓区間!$J$36=\"\",\"\",幹栓区間!$J$36)","v":""}]
[null,null,"① 仮定口径",null,"=",{"$f":"IF(幹栓区間!$L$36=\"\",\"\",幹栓区間!$L$36)","v":""},"ｍｍ"]
[null,null,"② 管延長",null,"=",{"$f":"IF(幹栓区間!$M$36=\"\",\"\",幹栓区間!$M$36)","v":""},"ｍ"]
[null,null,"③ 直管換算長",null,"=",{"$f":"IF(幹栓区間!$AZ$36=\"\",\"\",幹栓区間!$AZ$36)","v":""},"ｍ"]
[null,null,"④ 流量",null,"=",{"$f":"IF(幹栓区間!$H$36=\"\",\"\",幹栓区間!$H$36)","v":""},"Ｌ/sec   ……",null,{"$f":"IF(幹栓区間!$K$10=\"戸\",\"（\"&幹栓区間!K36&\"戸対象）\",\"（\"&幹栓区間!K36&\"人対象）\")","v":"（戸対象）"}]
[null,null,"⑤ 動水勾配",null,"=",{"$f":"IF(幹栓区間!$AH$36=\"\",\"\",幹栓区間!$AH$36)","v":""},"‰",{"$f":"IF(幹栓区間!$AG$36=\"\",\"\",IF(幹栓区間!$AG$36=\"W\",\"（ウエストン公式より）\",\"（Ｈ．ウィリアムス公式より）\"))","v":""}]
[null,null,"⑥ 損失水頭",null,"=","⑤×(②＋③)×安全率"]
[null,null,null,null,"=",{"$f":"IF(F431=\"\",\"\",F431/1000)","v":""},"× (",{"$f":"IF(F428=\"\",\"\",F428)","v":""},"＋",{"$f":"IF(F429=\"\",\"\",F429)","v":""},") ×",{"$f":"IF(幹栓区間!$AJ$10=\"\",\"\",幹栓区間!$AJ$10)","v":1.1000000000000001}]
[null,null,null,null,"=",{"$f":"IF(幹栓区間!$AJ$36=\"\",\"\",幹栓区間!$AJ$36)","v":""},"ｍ"]
[null,null,"⑦ 立上り",null,"=",{"$f":"IF(幹栓区間!$N$36=\"\",0,ROUND(幹栓区間!$N$36,2))","v":0},"ｍ"]
[null,null,"⑧ 区間所要水頭 h26",null,"=","⑥＋⑦"]
[null,null,null,null,"=",{"$f":"IF(F434=\"\",\"\",F434)","v":""},"＋",{"$f":"IF(F435=\"\",\"\",F435)","v":0}]
[null,null,null,null,"=",{"$f":"IF(幹栓区間!$F$36=\"\",\"\",幹栓区間!$F$36)","v":""},"ｍ"]
[null,null,"⑨ 累計所要水頭 H26",null,"=","h26＋H25"]
[null,null,null,null,"=",{"$f":"IF(F438=\"\",\"\",F438)","v":""},"＋",{"$f":"IF(F424=\"\",\"\",F424)","v":""}]
[null,null,null,null,"=",{"$f":"IF(幹栓区間!$E$36=\"\",\"\",幹栓区間!$E$36)","v":""},"ｍ"]
[]
[null,"27．区　間",null,{"$f":"IF(幹栓区間!$J$37=\"\",\"\",幹栓区間!$J$37)","v":""}]
[null,null,"① 仮定口径",null,"=",{"$f":"IF(幹栓区間!$L$37=\"\",\"\",幹栓区間!$L$37)","v":""},"ｍｍ"]
[null,null,"② 管延長",null,"=",{"$f":"IF(幹栓区間!$M$37=\"\",\"\",幹栓区間!$M$37)","v":""},"ｍ"]
[null,null,"③ 直管換算長",null,"=",{"$f":"IF(幹栓区間!$AZ$37=\"\",\"\",幹栓区間!$AZ$37)","v":""},"ｍ"]
[null,null,"④ 流量",null,"=",{"$f":"IF(幹栓区間!$H$37=\"\",\"\",幹栓区間!$H$37)","v":""},"Ｌ/sec   ……",null,{"$f":"IF(幹栓区間!$K$10=\"戸\",\"（\"&幹栓区間!K37&\"戸対象）\",\"（\"&幹栓区間!K37&\"人対象）\")","v":"（戸対象）"}]
[null,null,"⑤ 動水勾配",null,"=",{"$f":"IF(幹栓区間!$AH$37=\"\",\"\",幹栓区間!$AH$37)","v":""},"‰",{"$f":"IF(幹栓区間!$AG$37=\"\",\"\",IF(幹栓区間!$AG$37=\"W\",\"（ウエストン公式より）\",\"（Ｈ．ウィリアムス公式より）\"))","v":""}]
[null,null,"⑥ 損失水頭",null,"=","⑤×(②＋③)×安全率"]
[null,null,null,null,"=",{"$f":"IF(F448=\"\",\"\",F448/1000)","v":""},"× (",{"$f":"IF(F445=\"\",\"\",F445)","v":""},"＋",{"$f":"IF(F446=\"\",\"\",F446)","v":""},") ×",{"$f":"IF(幹栓区間!$AJ$10=\"\",\"\",幹栓区間!$AJ$10)","v":1.1000000000000001}]
[null,null,null,null,"=",{"$f":"IF(幹栓区間!$AJ$37=\"\",\"\",幹栓区間!$AJ$37)","v":""},"ｍ"]
[null,null,"⑦ 立上り",null,"=",{"$f":"IF(幹栓区間!$N$37=\"\",0,ROUND(幹栓区間!$N$37,2))","v":0},"ｍ"]
[null,null,"⑧ 区間所要水頭 h27",null,"=","⑥＋⑦"]
[null,null,null,null,"=",{"$f":"IF(F451=\"\",\"\",F451)","v":""},"＋",{"$f":"IF(F452=\"\",\"\",F452)","v":0}]
[null,null,null,null,"=",{"$f":"IF(幹栓区間!$F$37=\"\",\"\",幹栓区間!$F$37)","v":""},"ｍ"]
[null,null,"⑨ 累計所要水頭 H27",null,"=","h27＋H26"]
[null,null,null,null,"=",{"$f":"IF(F455=\"\",\"\",F455)","v":""},"＋",{"$f":"IF(F441=\"\",\"\",F441)","v":""}]
[null,null,null,null,"=",{"$f":"IF(幹栓区間!$E$37=\"\",\"\",幹栓区間!$E$37)","v":""},"ｍ"]
[]
[null,"28．区　間",null,{"$f":"IF(幹栓区間!$J$38=\"\",\"\",幹栓区間!$J$38)","v":""}]
[null,null,"① 仮定口径",null,"=",{"$f":"IF(幹栓区間!$L$38=\"\",\"\",幹栓区間!$L$38)","v":""},"ｍｍ"]
[null,null,"② 管延長",null,"=",{"$f":"IF(幹栓区間!$M$38=\"\",\"\",幹栓区間!$M$38)","v":""},"ｍ"]
[null,null,"③ 直管換算長",null,"=",{"$f":"IF(幹栓区間!$AZ$38=\"\",\"\",幹栓区間!$AZ$38)","v":""},"ｍ"]
[null,null,"④ 流量",null,"=",{"$f":"IF(幹栓区間!$H$38=\"\",\"\",幹栓区間!$H$38)","v":""},"Ｌ/sec   ……",null,{"$f":"IF(幹栓区間!$K$10=\"戸\",\"（\"&幹栓区間!K38&\"戸対象）\",\"（\"&幹栓区間!K38&\"人対象）\")","v":"（戸対象）"}]
[null,null,"⑤ 動水勾配",null,"=",{"$f":"IF(幹栓区間!$AH$38=\"\",\"\",幹栓区間!$AH$38)","v":""},"‰",{"$f":"IF(幹栓区間!$AG$38=\"\",\"\",IF(幹栓区間!$AG$38=\"W\",\"（ウエストン公式より）\",\"（Ｈ．ウィリアムス公式より）\"))","v":""}]
[null,null,"⑥ 損失水頭",null,"=","⑤×(②＋③)×安全率"]
[null,null,null,null,"=",{"$f":"IF(F465=\"\",\"\",F465/1000)","v":""},"× (",{"$f":"IF(F462=\"\",\"\",F462)","v":""},"＋",{"$f":"IF(F463=\"\",\"\",F463)","v":""},") ×",{"$f":"IF(幹栓区間!$AJ$10=\"\",\"\",幹栓区間!$AJ$10)","v":1.1000000000000001}]
[null,null,null,null,"=",{"$f":"IF(幹栓区間!$AJ$38=\"\",\"\",幹栓区間!$AJ$38)","v":""},"ｍ"]
[null,null,"⑦ 立上り",null,"=",{"$f":"IF(幹栓区間!$N$38=\"\",0,ROUND(幹栓区間!$N$38,2))","v":0},"ｍ"]
[null,null,"⑧ 区間所要水頭 h28",null,"=","⑥＋⑦"]
[null,null,null,null,"=",{"$f":"IF(F468=\"\",\"\",F468)","v":""},"＋",{"$f":"IF(F469=\"\",\"\",F469)","v":0}]
[null,null,null,null,"=",{"$f":"IF(幹栓区間!$F$38=\"\",\"\",幹栓区間!$F$38)","v":""},"ｍ"]
[null,null,"⑨ 累計所要水頭 H28",null,"=","h28＋H27"]
[null,null,null,null,"=",{"$f":"IF(F472=\"\",\"\",F472)","v":""},"＋",{"$f":"IF(F458=\"\",\"\",F458)","v":""}]
[null,null,null,null,"=",{"$f":"IF(幹栓区間!$E$38=\"\",\"\",幹栓区間!$E$38)","v":""},"ｍ"]
[]
[null,"29．区　間",null,{"$f":"IF(幹栓区間!$J$39=\"\",\"\",幹栓区間!$J$39)","v":""}]
[null,null,"① 仮定口径",null,"=",{"$f":"IF(幹栓区間!$L$39=\"\",\"\",幹栓区間!$L$39)","v":""},"ｍｍ"]
[null,null,"② 管延長",null,"=",{"$f":"IF(幹栓区間!$M$39=\"\",\"\",幹栓区間!$M$39)","v":""},"ｍ"]
[null,null,"③ 直管換算長",null,"=",{"$f":"IF(幹栓区間!$AZ$39=\"\",\"\",幹栓区間!$AZ$39)","v":""},"ｍ"]
[null,null,"④ 流量",null,"=",{"$f":"IF(幹栓区間!$H$39=\"\",\"\",幹栓区間!$H$39)","v":""},"Ｌ/sec   ……",null,{"$f":"IF(幹栓区間!$K$10=\"戸\",\"（\"&幹栓区間!K39&\"戸対象）\",\"（\"&幹栓区間!K39&\"人対象）\")","v":"（戸対象）"}]
[null,null,"⑤ 動水勾配",null,"=",{"$f":"IF(幹栓区間!$AH$39=\"\",\"\",幹栓区間!$AH$39)","v":""},"‰",{"$f":"IF(幹栓区間!$AG$39=\"\",\"\",IF(幹栓区間!$AG$39=\"W\",\"（ウエストン公式より）\",\"（Ｈ．ウィリアムス公式より）\"))","v":""}]
[null,null,"⑥ 損失水頭",null,"=","⑤×(②＋③)×安全率"]
[null,null,null,null,"=",{"$f":"IF(F482=\"\",\"\",F482/1000)","v":""},"× (",{"$f":"IF(F479=\"\",\"\",F479)","v":""},"＋",{"$f":"IF(F480=\"\",\"\",F480)","v":""},") ×",{"$f":"IF(幹栓区間!$AJ$10=\"\",\"\",幹栓区間!$AJ$10)","v":1.1000000000000001}]
[null,null,null,null,"=",{"$f":"IF(幹栓区間!$AJ$39=\"\",\"\",幹栓区間!$AJ$39)","v":""},"ｍ"]
[null,null,"⑦ 立上り",null,"=",{"$f":"IF(幹栓区間!$N$39=\"\",0,ROUND(幹栓区間!$N$39,2))","v":0},"ｍ"]
[null,null,"⑧ 区間所要水頭 h29",null,"=","⑥＋⑦"]
[null,null,null,null,"=",{"$f":"IF(F485=\"\",\"\",F485)","v":""},"＋",{"$f":"IF(F486=\"\",\"\",F486)","v":0}]
[null,null,null,null,"=",{"$f":"IF(幹栓区間!$F$39=\"\",\"\",幹栓区間!$F$39)","v":""},"ｍ"]
[null,null,"⑨ 累計所要水頭 H29",null,"=","h29＋H28"]
[null,null,null,null,"=",{"$f":"IF(F489=\"\",\"\",F489)","v":""},"＋",{"$f":"IF(F475=\"\",\"\",F475)","v":""}]
[null,null,null,null,"=",{"$f":"IF(幹栓区間!$E$39=\"\",\"\",幹栓区間!$E$39)","v":""},"ｍ"]
[]
[null,"30．区　間",null,{"$f":"IF(幹栓区間!$J$40=\"\",\"\",幹栓区間!$J$40)","v":""}]
[null,null,"① 仮定口径",null,"=",{"$f":"IF(幹栓区間!$L$40=\"\",\"\",幹栓区間!$L$40)","v":""},"ｍｍ"]
[null,null,"② 管延長",null,"=",{"$f":"IF(幹栓区間!$M$40=\"\",\"\",幹栓区間!$M$40)","v":""},"ｍ"]
[null,null,"③ 直管換算長",null,"=",{"$f":"IF(幹栓区間!$AZ$40=\"\",\"\",幹栓区間!$AZ$40)","v":""},"ｍ"]
[null,null,"④ 流量",null,"=",{"$f":"IF(幹栓区間!$H$40=\"\",\"\",幹栓区間!$H$40)","v":""},"Ｌ/sec   ……",null,{"$f":"IF(幹栓区間!$K$10=\"戸\",\"（\"&幹栓区間!K40&\"戸対象）\",\"（\"&幹栓区間!K40&\"人対象）\")","v":"（戸対象）"}]
[null,null,"⑤ 動水勾配",null,"=",{"$f":"IF(幹栓区間!$AH$40=\"\",\"\",幹栓区間!$AH$40)","v":""},"‰",{"$f":"IF(幹栓区間!$AG$40=\"\",\"\",IF(幹栓区間!$AG$40=\"W\",\"（ウエストン公式より）\",\"（Ｈ．ウィリアムス公式より）\"))","v":""}]
[null,null,"⑥ 損失水頭",null,"=","⑤×(②＋③)×安全率"]
[null,null,null,null,"=",{"$f":"IF(F499=\"\",\"\",F499/1000)","v":""},"× (",{"$f":"IF(F496=\"\",\"\",F496)","v":""},"＋",{"$f":"IF(F497=\"\",\"\",F497)","v":""},") ×",{"$f":"IF(幹栓区間!$AJ$10=\"\",\"\",幹栓区間!$AJ$10)","v":1.1000000000000001}]
[null,null,null,null,"=",{"$f":"IF(幹栓区間!$AJ$40=\"\",\"\",幹栓区間!$AJ$40)","v":""},"ｍ"]
[null,null,"⑦ 立上り",null,"=",{"$f":"IF(幹栓区間!$N$40=\"\",0,ROUND(幹栓区間!$N$40,2))","v":0},"ｍ"]
[null,null,"⑧ 区間所要水頭 h30",null,"=","⑥＋⑦"]
[null,null,null,null,"=",{"$f":"IF(F502=\"\",\"\",F502)","v":""},"＋",{"$f":"IF(F503=\"\",\"\",F503)","v":0}]
[null,null,null,null,"=",{"$f":"IF(幹栓区間!$F$40=\"\",\"\",幹栓区間!$F$40)","v":""},"ｍ"]
[null,null,"⑨ 累計所要水頭 H30",null,"=","h30＋H29"]
[null,null,null,null,"=",{"$f":"IF(F506=\"\",\"\",F506)","v":""},"＋",{"$f":"IF(F492=\"\",\"\",F492)","v":""}]
[null,null,null,null,"=",{"$f":"IF(幹栓区間!$E$40=\"\",\"\",幹栓区間!$E$40)","v":""},"ｍ"]
[]
[null,"31．区　間",null,{"$f":"IF(幹栓区間!$J$41=\"\",\"\",幹栓区間!$J$41)","v":""}]
[null,null,"① 仮定口径",null,"=",{"$f":"IF(幹栓区間!$L$41=\"\",\"\",幹栓区間!$L$41)","v":""},"ｍｍ"]
[null,null,"② 管延長",null,"=",{"$f":"IF(幹栓区間!$M$41=\"\",\"\",幹栓区間!$M$41)","v":""},"ｍ"]
[null,null,"③ 直管換算長",null,"=",{"$f":"IF(幹栓区間!$AZ$41=\"\",\"\",幹栓区間!$AZ$41)","v":""},"ｍ"]
[null,null,"④ 流量",null,"=",{"$f":"IF(幹栓区間!$H$41=\"\",\"\",幹栓区間!$H$41)","v":""},"Ｌ/sec   ……",null,{"$f":"IF(幹栓区間!$K$10=\"戸\",\"（\"&幹栓区間!K41&\"戸対象）\",\"（\"&幹栓区間!K41&\"人対象）\")","v":"（戸対象）"}]
[null,null,"⑤ 動水勾配",null,"=",{"$f":"IF(幹栓区間!$AH$41=\"\",\"\",幹栓区間!$AH$41)","v":""},"‰",{"$f":"IF(幹栓区間!$AG$41=\"\",\"\",IF(幹栓区間!$AG$41=\"W\",\"（ウエストン公式より）\",\"（Ｈ．ウィリアムス公式より）\"))","v":""}]
[null,null,"⑥ 損失水頭",null,"=","⑤×(②＋③)×安全率"]
[null,null,null,null,"=",{"$f":"IF(F516=\"\",\"\",F516/1000)","v":""},"× (",{"$f":"IF(F513=\"\",\"\",F513)","v":""},"＋",{"$f":"IF(F514=\"\",\"\",F514)","v":""},") ×",{"$f":"IF(幹栓区間!$AJ$10=\"\",\"\",幹栓区間!$AJ$10)","v":1.1000000000000001}]
[null,null,null,null,"=",{"$f":"IF(幹栓区間!$AJ$41=\"\",\"\",幹栓区間!$AJ$41)","v":""},"ｍ"]
[null,null,"⑦ 立上り",null,"=",{"$f":"IF(幹栓区間!$N$41=\"\",0,ROUND(幹栓区間!$N$41,2))","v":0},"ｍ"]
[null,null,"⑧ 区間所要水頭 h31",null,"=","⑥＋⑦"]
[null,null,null,null,"=",{"$f":"IF(F519=\"\",\"\",F519)","v":""},"＋",{"$f":"IF(F520=\"\",\"\",F520)","v":0}]
[null,null,null,null,"=",{"$f":"IF(幹栓区間!$F$41=\"\",\"\",幹栓区間!$F$41)","v":""},"ｍ"]
[null,null,"⑨ 累計所要水頭 H31",null,"=","h31＋H30"]
[null,null,null,null,"=",{"$f":"IF(F523=\"\",\"\",F523)","v":""},"＋",{"$f":"IF(F509=\"\",\"\",F509)","v":""}]
[null,null,null,null,"=",{"$f":"IF(幹栓区間!$E$41=\"\",\"\",幹栓区間!$E$41)","v":""},"ｍ"]
[]
[null,"32．区　間",null,{"$f":"IF(幹栓区間!$J$42=\"\",\"\",幹栓区間!$J$42)","v":""}]
[null,null,"① 仮定口径",null,"=",{"$f":"IF(幹栓区間!$L$42=\"\",\"\",幹栓区間!$L$42)","v":""},"ｍｍ"]
[null,null,"② 管延長",null,"=",{"$f":"IF(幹栓区間!$M$42=\"\",\"\",幹栓区間!$M$42)","v":""},"ｍ"]
[null,null,"③ 直管換算長",null,"=",{"$f":"IF(幹栓区間!$AZ$42=\"\",\"\",幹栓区間!$AZ$42)","v":""},"ｍ"]
[null,null,"④ 流量",null,"=",{"$f":"IF(幹栓区間!$H$42=\"\",\"\",幹栓区間!$H$42)","v":""},"Ｌ/sec   ……",null,{"$f":"IF(幹栓区間!$K$10=\"戸\",\"（\"&幹栓区間!K42&\"戸対象）\",\"（\"&幹栓区間!K42&\"人対象）\")","v":"（戸対象）"}]
[null,null,"⑤ 動水勾配",null,"=",{"$f":"IF(幹栓区間!$AH$42=\"\",\"\",幹栓区間!$AH$42)","v":""},"‰",{"$f":"IF(幹栓区間!$AG$42=\"\",\"\",IF(幹栓区間!$AG$42=\"W\",\"（ウエストン公式より）\",\"（Ｈ．ウィリアムス公式より）\"))","v":""}]
[null,null,"⑥ 損失水頭",null,"=","⑤×(②＋③)×安全率"]
[null,null,null,null,"=",{"$f":"IF(F533=\"\",\"\",F533/1000)","v":""},"× (",{"$f":"IF(F530=\"\",\"\",F530)","v":""},"＋",{"$f":"IF(F531=\"\",\"\",F531)","v":""},") ×",{"$f":"IF(幹栓区間!$AJ$10=\"\",\"\",幹栓区間!$AJ$10)","v":1.1000000000000001}]
[null,null,null,null,"=",{"$f":"IF(幹栓区間!$AJ$42=\"\",\"\",幹栓区間!$AJ$42)","v":""},"ｍ"]
[null,null,"⑦ 立上り",null,"=",{"$f":"IF(幹栓区間!$N$42=\"\",0,ROUND(幹栓区間!$N$42,2))","v":0},"ｍ"]
[null,null,"⑧ 区間所要水頭 h32",null,"=","⑥＋⑦"]
[null,null,null,null,"=",{"$f":"IF(F536=\"\",\"\",F536)","v":""},"＋",{"$f":"IF(F537=\"\",\"\",F537)","v":0}]
[null,null,null,null,"=",{"$f":"IF(幹栓区間!$F$42=\"\",\"\",幹栓区間!$F$42)","v":""},"ｍ"]
[null,null,"⑨ 累計所要水頭 H32",null,"=","h32＋H31"]
[null,null,null,null,"=",{"$f":"IF(F540=\"\",\"\",F540)","v":""},"＋",{"$f":"IF(F526=\"\",\"\",F526)","v":""}]
[null,null,null,null,"=",{"$f":"IF(幹栓区間!$E$42=\"\",\"\",幹栓区間!$E$42)","v":""},"ｍ"]
[]
[null,"33．区　間",null,{"$f":"IF(幹栓区間!$J$43=\"\",\"\",幹栓区間!$J$43)","v":""}]
[null,null,"① 仮定口径",null,"=",{"$f":"IF(幹栓区間!$L$43=\"\",\"\",幹栓区間!$L$43)","v":""},"ｍｍ"]
[null,null,"② 管延長",null,"=",{"$f":"IF(幹栓区間!$M$43=\"\",\"\",幹栓区間!$M$43)","v":""},"ｍ"]
[null,null,"③ 直管換算長",null,"=",{"$f":"IF(幹栓区間!$AZ$43=\"\",\"\",幹栓区間!$AZ$43)","v":""},"ｍ"]
[null,null,"④ 流量",null,"=",{"$f":"IF(幹栓区間!$H$43=\"\",\"\",幹栓区間!$H$43)","v":""},"Ｌ/sec   ……",null,{"$f":"IF(幹栓区間!$K$10=\"戸\",\"（\"&幹栓区間!K43&\"戸対象）\",\"（\"&幹栓区間!K43&\"人対象）\")","v":"（戸対象）"}]
[null,null,"⑤ 動水勾配",null,"=",{"$f":"IF(幹栓区間!$AH$43=\"\",\"\",幹栓区間!$AH$43)","v":""},"‰",{"$f":"IF(幹栓区間!$AG$43=\"\",\"\",IF(幹栓区間!$AG$43=\"W\",\"（ウエストン公式より）\",\"（Ｈ．ウィリアムス公式より）\"))","v":""}]
[null,null,"⑥ 損失水頭",null,"=","⑤×(②＋③)×安全率"]
[null,null,null,null,"=",{"$f":"IF(F550=\"\",\"\",F550/1000)","v":""},"× (",{"$f":"IF(F547=\"\",\"\",F547)","v":""},"＋",{"$f":"IF(F548=\"\",\"\",F548)","v":""},") ×",{"$f":"IF(幹栓区間!$AJ$10=\"\",\"\",幹栓区間!$AJ$10)","v":1.1000000000000001}]
[null,null,null,null,"=",{"$f":"IF(幹栓区間!$AJ$43=\"\",\"\",幹栓区間!$AJ$43)","v":""},"ｍ"]
[null,null,"⑦ 立上り",null,"=",{"$f":"IF(幹栓区間!$N$43=\"\",0,ROUND(幹栓区間!$N$43,2))","v":0},"ｍ"]
[null,null,"⑧ 区間所要水頭 h33",null,"=","⑥＋⑦"]
[null,null,null,null,"=",{"$f":"IF(F553=\"\",\"\",F553)","v":""},"＋",{"$f":"IF(F554=\"\",\"\",F554)","v":0}]
[null,null,null,null,"=",{"$f":"IF(幹栓区間!$F$43=\"\",\"\",幹栓区間!$F$43)","v":""},"ｍ"]
[null,null,"⑨ 累計所要水頭 H33",null,"=","h33＋H32"]
[null,null,null,null,"=",{"$f":"IF(F557=\"\",\"\",F557)","v":""},"＋",{"$f":"IF(F543=\"\",\"\",F543)","v":""}]
[null,null,null,null,"=",{"$f":"IF(幹栓区間!$E$43=\"\",\"\",幹栓区間!$E$43)","v":""},"ｍ"]
[]
[null,"34．区　間",null,{"$f":"IF(幹栓区間!$J$44=\"\",\"\",幹栓区間!$J$44)","v":""}]
[null,null,"① 仮定口径",null,"=",{"$f":"IF(幹栓区間!$L$44=\"\",\"\",幹栓区間!$L$44)","v":""},"ｍｍ"]
[null,null,"② 管延長",null,"=",{"$f":"IF(幹栓区間!$M$44=\"\",\"\",幹栓区間!$M$44)","v":""},"ｍ"]
[null,null,"③ 直管換算長",null,"=",{"$f":"IF(幹栓区間!$AZ$44=\"\",\"\",幹栓区間!$AZ$44)","v":""},"ｍ"]
[null,null,"④ 流量",null,"=",{"$f":"IF(幹栓区間!$H$44=\"\",\"\",幹栓区間!$H$44)","v":""},"Ｌ/sec   ……",null,{"$f":"IF(幹栓区間!$K$10=\"戸\",\"（\"&幹栓区間!K44&\"戸対象）\",\"（\"&幹栓区間!K44&\"人対象）\")","v":"（戸対象）"}]
[null,null,"⑤ 動水勾配",null,"=",{"$f":"IF(幹栓区間!$AH$44=\"\",\"\",幹栓区間!$AH$44)","v":""},"‰",{"$f":"IF(幹栓区間!$AG$44=\"\",\"\",IF(幹栓区間!$AG$44=\"W\",\"（ウエストン公式より）\",\"（Ｈ．ウィリアムス公式より）\"))","v":""}]
[null,null,"⑥ 損失水頭",null,"=","⑤×(②＋③)×安全率"]
[null,null,null,null,"=",{"$f":"IF(F567=\"\",\"\",F567/1000)","v":""},"× (",{"$f":"IF(F564=\"\",\"\",F564)","v":""},"＋",{"$f":"IF(F565=\"\",\"\",F565)","v":""},") ×",{"$f":"IF(幹栓区間!$AJ$10=\"\",\"\",幹栓区間!$AJ$10)","v":1.1000000000000001}]
[null,null,null,null,"=",{"$f":"IF(幹栓区間!$AJ$44=\"\",\"\",幹栓区間!$AJ$44)","v":""},"ｍ"]
[null,null,"⑦ 立上り",null,"=",{"$f":"IF(幹栓区間!$N$44=\"\",0,ROUND(幹栓区間!$N$44,2))","v":0},"ｍ"]
[null,null,"⑧ 区間所要水頭 h34",null,"=","⑥＋⑦"]
[null,null,null,null,"=",{"$f":"IF(F570=\"\",\"\",F570)","v":""},"＋",{"$f":"IF(F571=\"\",\"\",F571)","v":0}]
[null,null,null,null,"=",{"$f":"IF(幹栓区間!$F$44=\"\",\"\",幹栓区間!$F$44)","v":""},"ｍ"]
[null,null,"⑨ 累計所要水頭 H34",null,"=","h34＋H33"]
[null,null,null,null,"=",{"$f":"IF(F574=\"\",\"\",F574)","v":""},"＋",{"$f":"IF(F560=\"\",\"\",F560)","v":""}]
[null,null,null,null,"=",{"$f":"IF(幹栓区間!$E$44=\"\",\"\",幹栓区間!$E$44)","v":""},"ｍ"]
[]
[null,"35．区　間",null,{"$f":"IF(幹栓区間!$J$45=\"\",\"\",幹栓区間!$J$45)","v":""}]
[null,null,"① 仮定口径",null,"=",{"$f":"IF(幹栓区間!$L$45=\"\",\"\",幹栓区間!$L$45)","v":""},"ｍｍ"]
[null,null,"② 管延長",null,"=",{"$f":"IF(幹栓区間!$M$45=\"\",\"\",幹栓区間!$M$45)","v":""},"ｍ"]
[null,null,"③ 直管換算長",null,"=",{"$f":"IF(幹栓区間!$AZ$45=\"\",\"\",幹栓区間!$AZ$45)","v":""},"ｍ"]
[null,null,"④ 流量",null,"=",{"$f":"IF(幹栓区間!$H$45=\"\",\"\",幹栓区間!$H$45)","v":""},"Ｌ/sec   ……",null,{"$f":"IF(幹栓区間!$K$10=\"戸\",\"（\"&幹栓区間!K45&\"戸対象）\",\"（\"&幹栓区間!K45&\"人対象）\")","v":"（戸対象）"}]
[null,null,"⑤ 動水勾配",null,"=",{"$f":"IF(幹栓区間!$AH$45=\"\",\"\",幹栓区間!$AH$45)","v":""},"‰",{"$f":"IF(幹栓区間!$AG$45=\"\",\"\",IF(幹栓区間!$AG$45=\"W\",\"（ウエストン公式より）\",\"（Ｈ．ウィリアムス公式より）\"))","v":""}]
[null,null,"⑥ 損失水頭",null,"=","⑤×(②＋③)×安全率"]
[null,null,null,null,"=",{"$f":"IF(F584=\"\",\"\",F584/1000)","v":""},"× (",{"$f":"IF(F581=\"\",\"\",F581)","v":""},"＋",{"$f":"IF(F582=\"\",\"\",F582)","v":""},") ×",{"$f":"IF(幹栓区間!$AJ$10=\"\",\"\",幹栓区間!$AJ$10)","v":1.1000000000000001}]
[null,null,null,null,"=",{"$f":"IF(幹栓区間!$AJ$45=\"\",\"\",幹栓区間!$AJ$45)","v":""},"ｍ"]
[null,null,"⑦ 立上り",null,"=",{"$f":"IF(幹栓区間!$N$45=\"\",0,ROUND(幹栓区間!$N$45,2))","v":0},"ｍ"]
[null,null,"⑧ 区間所要水頭 h35",null,"=","⑥＋⑦"]
[null,null,null,null,"=",{"$f":"IF(F587=\"\",\"\",F587)","v":""},"＋",{"$f":"IF(F588=\"\",\"\",F588)","v":0}]
[null,null,null,null,"=",{"$f":"IF(幹栓区間!$F$45=\"\",\"\",幹栓区間!$F$45)","v":""},"ｍ"]
[null,null,"⑨ 累計所要水頭 H35",null,"=","h35＋H34"]
[null,null,null,null,"=",{"$f":"IF(F591=\"\",\"\",F591)","v":""},"＋",{"$f":"IF(F577=\"\",\"\",F577)","v":""}]
[null,null,null,null,"=",{"$f":"IF(幹栓区間!$E$45=\"\",\"\",幹栓区間!$E$45)","v":""},"ｍ"]
[]
[null,"36．区　間",null,{"$f":"IF(幹栓区間!$J$46=\"\",\"\",幹栓区間!$J$46)","v":""}]
[null,null,"① 仮定口径",null,"=",{"$f":"IF(幹栓区間!$L$46=\"\",\"\",幹栓区間!$L$46)","v":""},"ｍｍ"]
[null,null,"② 管延長",null,"=",{"$f":"IF(幹栓区間!$M$46=\"\",\"\",幹栓区間!$M$46)","v":""},"ｍ"]
[null,null,"③ 直管換算長",null,"=",{"$f":"IF(幹栓区間!$AZ$46=\"\",\"\",幹栓区間!$AZ$46)","v":""},"ｍ"]
[null,null,"④ 流量",null,"=",{"$f":"IF(幹栓区間!$H$46=\"\",\"\",幹栓区間!$H$46)","v":""},"Ｌ/sec   ……",null,{"$f":"IF(幹栓区間!$K$10=\"戸\",\"（\"&幹栓区間!K46&\"戸対象）\",\"（\"&幹栓区間!K46&\"人対象）\")","v":"（戸対象）"}]
[null,null,"⑤ 動水勾配",null,"=",{"$f":"IF(幹栓区間!$AH$46=\"\",\"\",幹栓区間!$AH$46)","v":""},"‰",{"$f":"IF(幹栓区間!$AG$46=\"\",\"\",IF(幹栓区間!$AG$46=\"W\",\"（ウエストン公式より）\",\"（Ｈ．ウィリアムス公式より）\"))","v":""}]
[null,null,"⑥ 損失水頭",null,"=","⑤×(②＋③)×安全率"]
[null,null,null,null,"=",{"$f":"IF(F601=\"\",\"\",F601/1000)","v":""},"× (",{"$f":"IF(F598=\"\",\"\",F598)","v":""},"＋",{"$f":"IF(F599=\"\",\"\",F599)","v":""},") ×",{"$f":"IF(幹栓区間!$AJ$10=\"\",\"\",幹栓区間!$AJ$10)","v":1.1000000000000001}]
[null,null,null,null,"=",{"$f":"IF(幹栓区間!$AJ$46=\"\",\"\",幹栓区間!$AJ$46)","v":""},"ｍ"]
[null,null,"⑦ 立上り",null,"=",{"$f":"IF(幹栓区間!$N$46=\"\",0,ROUND(幹栓区間!$N$46,2))","v":0},"ｍ"]
[null,null,"⑧ 区間所要水頭 h36",null,"=","⑥＋⑦"]
[null,null,null,null,"=",{"$f":"IF(F604=\"\",\"\",F604)","v":""},"＋",{"$f":"IF(F605=\"\",\"\",F605)","v":0}]
[null,null,null,null,"=",{"$f":"IF(幹栓区間!$F$46=\"\",\"\",幹栓区間!$F$46)","v":""},"ｍ"]
[null,null,"⑨ 累計所要水頭 H36",null,"=","h36＋H35"]
[null,null,null,null,"=",{"$f":"IF(F608=\"\",\"\",F608)","v":""},"＋",{"$f":"IF(F594=\"\",\"\",F594)","v":""}]
[null,null,null,null,"=",{"$f":"IF(幹栓区間!$E$46=\"\",\"\",幹栓区間!$E$46)","v":""},"ｍ"]
[]
[null,"37．区　間",null,{"$f":"IF(幹栓区間!$J$47=\"\",\"\",幹栓区間!$J$47)","v":""}]
[null,null,"① 仮定口径",null,"=",{"$f":"IF(幹栓区間!$L$47=\"\",\"\",幹栓区間!$L$47)","v":""},"ｍｍ"]
[null,null,"② 管延長",null,"=",{"$f":"IF(幹栓区間!$M$47=\"\",\"\",幹栓区間!$M$47)","v":""},"ｍ"]
[null,null,"③ 直管換算長",null,"=",{"$f":"IF(幹栓区間!$AZ$47=\"\",\"\",幹栓区間!$AZ$47)","v":""},"ｍ"]
[null,null,"④ 流量",null,"=",{"$f":"IF(幹栓区間!$H$47=\"\",\"\",幹栓区間!$H$47)","v":""},"Ｌ/sec   ……",null,{"$f":"IF(幹栓区間!$K$10=\"戸\",\"（\"&幹栓区間!K47&\"戸対象）\",\"（\"&幹栓区間!K47&\"人対象）\")","v":"（戸対象）"}]
[null,null,"⑤ 動水勾配",null,"=",{"$f":"IF(幹栓区間!$AH$47=\"\",\"\",幹栓区間!$AH$47)","v":""},"‰",{"$f":"IF(幹栓区間!$AG$47=\"\",\"\",IF(幹栓区間!$AG$47=\"W\",\"（ウエストン公式より）\",\"（Ｈ．ウィリアムス公式より）\"))","v":""}]
[null,null,"⑥ 損失水頭",null,"=","⑤×(②＋③)×安全率"]
[null,null,null,null,"=",{"$f":"IF(F618=\"\",\"\",F618/1000)","v":""},"× (",{"$f":"IF(F615=\"\",\"\",F615)","v":""},"＋",{"$f":"IF(F616=\"\",\"\",F616)","v":""},") ×",{"$f":"IF(幹栓区間!$AJ$10=\"\",\"\",幹栓区間!$AJ$10)","v":1.1000000000000001}]
[null,null,null,null,"=",{"$f":"IF(幹栓区間!$AJ$47=\"\",\"\",幹栓区間!$AJ$47)","v":""},"ｍ"]
[null,null,"⑦ 立上り",null,"=",{"$f":"IF(幹栓区間!$N$47=\"\",0,ROUND(幹栓区間!$N$47,2))","v":0},"ｍ"]
[null,null,"⑧ 区間所要水頭 h37",null,"=","⑥＋⑦"]
[null,null,null,null,"=",{"$f":"IF(F621=\"\",\"\",F621)","v":""},"＋",{"$f":"IF(F622=\"\",\"\",F622)","v":0}]
[null,null,null,null,"=",{"$f":"IF(幹栓区間!$F$47=\"\",\"\",幹栓区間!$F$47)","v":""},"ｍ"]
[null,null,"⑨ 累計所要水頭 H37",null,"=","h37＋H36"]
[null,null,null,null,"=",{"$f":"IF(F625=\"\",\"\",F625)","v":""},"＋",{"$f":"IF(F611=\"\",\"\",F611)","v":""}]
[null,null,null,null,"=",{"$f":"IF(幹栓区間!$E$47=\"\",\"\",幹栓区間!$E$47)","v":""},"ｍ"]
[]
[null,"38．区　間",null,{"$f":"IF(幹栓区間!$J$48=\"\",\"\",幹栓区間!$J$48)","v":""}]
[null,null,"① 仮定口径",null,"=",{"$f":"IF(幹栓区間!$L$48=\"\",\"\",幹栓区間!$L$48)","v":""},"ｍｍ"]
[null,null,"② 管延長",null,"=",{"$f":"IF(幹栓区間!$M$48=\"\",\"\",幹栓区間!$M$48)","v":""},"ｍ"]
[null,null,"③ 直管換算長",null,"=",{"$f":"IF(幹栓区間!$AZ$48=\"\",\"\",幹栓区間!$AZ$48)","v":""},"ｍ"]
[null,null,"④ 流量",null,"=",{"$f":"IF(幹栓区間!$H$48=\"\",\"\",幹栓区間!$H$48)","v":""},"Ｌ/sec   ……",null,{"$f":"IF(幹栓区間!$K$10=\"戸\",\"（\"&幹栓区間!K48&\"戸対象）\",\"（\"&幹栓区間!K48&\"人対象）\")","v":"（戸対象）"}]
[null,null,"⑤ 動水勾配",null,"=",{"$f":"IF(幹栓区間!$AH$48=\"\",\"\",幹栓区間!$AH$48)","v":""},"‰",{"$f":"IF(幹栓区間!$AG$48=\"\",\"\",IF(幹栓区間!$AG$48=\"W\",\"（ウエストン公式より）\",\"（Ｈ．ウィリアムス公式より）\"))","v":""}]
[null,null,"⑥ 損失水頭",null,"=","⑤×(②＋③)×安全率"]
[null,null,null,null,"=",{"$f":"IF(F635=\"\",\"\",F635/1000)","v":""},"× (",{"$f":"IF(F632=\"\",\"\",F632)","v":""},"＋",{"$f":"IF(F633=\"\",\"\",F633)","v":""},") ×",{"$f":"IF(幹栓区間!$AJ$10=\"\",\"\",幹栓区間!$AJ$10)","v":1.1000000000000001}]
[null,null,null,null,"=",{"$f":"IF(幹栓区間!$AJ$48=\"\",\"\",幹栓区間!$AJ$48)","v":""},"ｍ"]
[null,null,"⑦ 立上り",null,"=",{"$f":"IF(幹栓区間!$N$48=\"\",0,ROUND(幹栓区間!$N$48,2))","v":0},"ｍ"]
[null,null,"⑧ 区間所要水頭 h38",null,"=","⑥＋⑦"]
[null,null,null,null,"=",{"$f":"IF(F638=\"\",\"\",F638)","v":""},"＋",{"$f":"IF(F639=\"\",\"\",F639)","v":0}]
[null,null,null,null,"=",{"$f":"IF(幹栓区間!$F$48=\"\",\"\",幹栓区間!$F$48)","v":""},"ｍ"]
[null,null,"⑨ 累計所要水頭 H38",null,"=","h38＋H37"]
[null,null,null,null,"=",{"$f":"IF(F642=\"\",\"\",F642)","v":""},"＋",{"$f":"IF(F628=\"\",\"\",F628)","v":""}]
[null,null,null,null,"=",{"$f":"IF(幹栓区間!$E$48=\"\",\"\",幹栓区間!$E$48)","v":""},"ｍ"]
[]
[null,"39．区　間",null,{"$f":"IF(幹栓区間!$J$49=\"\",\"\",幹栓区間!$J$49)","v":""}]
[null,null,"① 仮定口径",null,"=",{"$f":"IF(幹栓区間!$L$49=\"\",\"\",幹栓区間!$L$49)","v":""},"ｍｍ"]
[null,null,"② 管延長",null,"=",{"$f":"IF(幹栓区間!$M$49=\"\",\"\",幹栓区間!$M$49)","v":""},"ｍ"]
[null,null,"③ 直管換算長",null,"=",{"$f":"IF(幹栓区間!$AZ$49=\"\",\"\",幹栓区間!$AZ$49)","v":""},"ｍ"]
[null,null,"④ 流量",null,"=",{"$f":"IF(幹栓区間!$H$49=\"\",\"\",幹栓区間!$H$49)","v":""},"Ｌ/sec   ……",null,{"$f":"IF(幹栓区間!$K$10=\"戸\",\"（\"&幹栓区間!K49&\"戸対象）\",\"（\"&幹栓区間!K49&\"人対象）\")","v":"（戸対象）"}]
[null,null,"⑤ 動水勾配",null,"=",{"$f":"IF(幹栓区間!$AH$49=\"\",\"\",幹栓区間!$AH$49)","v":""},"‰",{"$f":"IF(幹栓区間!$AG$49=\"\",\"\",IF(幹栓区間!$AG$49=\"W\",\"（ウエストン公式より）\",\"（Ｈ．ウィリアムス公式より）\"))","v":""}]
[null,null,"⑥ 損失水頭",null,"=","⑤×(②＋③)×安全率"]
[null,null,null,null,"=",{"$f":"IF(F652=\"\",\"\",F652/1000)","v":""},"× (",{"$f":"IF(F649=\"\",\"\",F649)","v":""},"＋",{"$f":"IF(F650=\"\",\"\",F650)","v":""},") ×",{"$f":"IF(幹栓区間!$AJ$10=\"\",\"\",幹栓区間!$AJ$10)","v":1.1000000000000001}]
[null,null,null,null,"=",{"$f":"IF(幹栓区間!$AJ$49=\"\",\"\",幹栓区間!$AJ$49)","v":""},"ｍ"]
[null,null,"⑦ 立上り",null,"=",{"$f":"IF(幹栓区間!$N$49=\"\",0,ROUND(幹栓区間!$N$49,2))","v":0},"ｍ"]
[null,null,"⑧ 区間所要水頭 h39",null,"=","⑥＋⑦"]
[null,null,null,null,"=",{"$f":"IF(F655=\"\",\"\",F655)","v":""},"＋",{"$f":"IF(F656=\"\",\"\",F656)","v":0}]
[null,null,null,null,"=",{"$f":"IF(幹栓区間!$F$49=\"\",\"\",幹栓区間!$F$49)","v":""},"ｍ"]
[null,null,"⑨ 累計所要水頭 H39",null,"=","h39＋H38"]
[null,null,null,null,"=",{"$f":"IF(F659=\"\",\"\",F659)","v":""},"＋",{"$f":"IF(F645=\"\",\"\",F645)","v":""}]
[null,null,null,null,"=",{"$f":"IF(幹栓区間!$E$49=\"\",\"\",幹栓区間!$E$49)","v":""},"ｍ"]
[]
[null,"40．区　間",null,{"$f":"IF(幹栓区間!$J$50=\"\",\"\",幹栓区間!$J$50)","v":""}]
[null,null,"① 仮定口径",null,"=",{"$f":"IF(幹栓区間!$L$50=\"\",\"\",幹栓区間!$L$50)","v":""},"ｍｍ"]
[null,null,"② 管延長",null,"=",{"$f":"IF(幹栓区間!$M$50=\"\",\"\",幹栓区間!$M$50)","v":""},"ｍ"]
[null,null,"③ 直管換算長",null,"=",{"$f":"IF(幹栓区間!$AZ$50=\"\",\"\",幹栓区間!$AZ$50)","v":""},"ｍ"]
[null,null,"④ 流量",null,"=",{"$f":"IF(幹栓区間!$H$50=\"\",\"\",幹栓区間!$H$50)","v":""},"Ｌ/sec   ……",null,{"$f":"IF(幹栓区間!$K$10=\"戸\",\"（\"&幹栓区間!K50&\"戸対象）\",\"（\"&幹栓区間!K50&\"人対象）\")","v":"（戸対象）"}]
[null,null,"⑤ 動水勾配",null,"=",{"$f":"IF(幹栓区間!$AH$50=\"\",\"\",幹栓区間!$AH$50)","v":""},"‰",{"$f":"IF(幹栓区間!$AG$50=\"\",\"\",IF(幹栓区間!$AG$50=\"W\",\"（ウエストン公式より）\",\"（Ｈ．ウィリアムス公式より）\"))","v":""}]
[null,null,"⑥ 損失水頭",null,"=","⑤×(②＋③)×安全率"]
[null,null,null,null,"=",{"$f":"IF(F669=\"\",\"\",F669/1000)","v":""},"× (",{"$f":"IF(F666=\"\",\"\",F666)","v":""},"＋",{"$f":"IF(F667=\"\",\"\",F667)","v":""},") ×",{"$f":"IF(幹栓区間!$AJ$10=\"\",\"\",幹栓区間!$AJ$10)","v":1.1000000000000001}]
[null,null,null,null,"=",{"$f":"IF(幹栓区間!$AJ$50=\"\",\"\",幹栓区間!$AJ$50)","v":""},"ｍ"]
[null,null,"⑦ 立上り",null,"=",{"$f":"IF(幹栓区間!$N$50=\"\",0,ROUND(幹栓区間!$N$50,2))","v":0},"ｍ"]
[null,null,"⑧ 区間所要水頭 h40",null,"=","⑥＋⑦"]
[null,null,null,null,"=",{"$f":"IF(F672=\"\",\"\",F672)","v":""},"＋",{"$f":"IF(F673=\"\",\"\",F673)","v":0}]
[null,null,null,null,"=",{"$f":"IF(幹栓区間!$F$50=\"\",\"\",幹栓区間!$F$50)","v":""},"ｍ"]
[null,null,"⑨ 累計所要水頭 H40",null,"=","h40＋H39"]
[null,null,null,null,"=",{"$f":"IF(F676=\"\",\"\",F676)","v":""},"＋",{"$f":"IF(F662=\"\",\"\",F662)","v":""}]
[null,null,null,null,"=",{"$f":"IF(幹栓区間!$E$50=\"\",\"\",幹栓区間!$E$50)","v":""},"ｍ"]
[]
[null,"41．区　間",null,{"$f":"IF(幹栓区間!$J$51=\"\",\"\",幹栓区間!$J$51)","v":""}]
[null,null,"① 仮定口径",null,"=",{"$f":"IF(幹栓区間!$L$51=\"\",\"\",幹栓区間!$L$51)","v":""},"ｍｍ"]
[null,null,"② 管延長",null,"=",{"$f":"IF(幹栓区間!$M$51=\"\",\"\",幹栓区間!$M$51)","v":""},"ｍ"]
[null,null,"③ 直管換算長",null,"=",{"$f":"IF(幹栓区間!$AZ$51=\"\",\"\",幹栓区間!$AZ$51)","v":""},"ｍ"]
[null,null,"④ 流量",null,"=",{"$f":"IF(幹栓区間!$H$51=\"\",\"\",幹栓区間!$H$51)","v":""},"Ｌ/sec   ……",null,{"$f":"IF(幹栓区間!$K$10=\"戸\",\"（\"&幹栓区間!K51&\"戸対象）\",\"（\"&幹栓区間!K51&\"人対象）\")","v":"（戸対象）"}]
[null,null,"⑤ 動水勾配",null,"=",{"$f":"IF(幹栓区間!$AH$51=\"\",\"\",幹栓区間!$AH$51)","v":""},"‰",{"$f":"IF(幹栓区間!$AG$51=\"\",\"\",IF(幹栓区間!$AG$51=\"W\",\"（ウエストン公式より）\",\"（Ｈ．ウィリアムス公式より）\"))","v":""}]
[null,null,"⑥ 損失水頭",null,"=","⑤×(②＋③)×安全率"]
[null,null,null,null,"=",{"$f":"IF(F686=\"\",\"\",F686/1000)","v":""},"× (",{"$f":"IF(F683=\"\",\"\",F683)","v":""},"＋",{"$f":"IF(F684=\"\",\"\",F684)","v":""},") ×",{"$f":"IF(幹栓区間!$AJ$10=\"\",\"\",幹栓区間!$AJ$10)","v":1.1000000000000001}]
[null,null,null,null,"=",{"$f":"IF(幹栓区間!$AJ$51=\"\",\"\",幹栓区間!$AJ$51)","v":""},"ｍ"]
[null,null,"⑦ 立上り",null,"=",{"$f":"IF(幹栓区間!$N$51=\"\",0,ROUND(幹栓区間!$N$51,2))","v":0},"ｍ"]
[null,null,"⑧ 区間所要水頭 h41",null,"=","⑥＋⑦"]
[null,null,null,null,"=",{"$f":"IF(F689=\"\",\"\",F689)","v":""},"＋",{"$f":"IF(F690=\"\",\"\",F690)","v":0}]
[null,null,null,null,"=",{"$f":"IF(幹栓区間!$F$51=\"\",\"\",幹栓区間!$F$51)","v":""},"ｍ"]
[null,null,"⑨ 累計所要水頭 H41",null,"=","h41＋H40"]
[null,null,null,null,"=",{"$f":"IF(F693=\"\",\"\",F693)","v":""},"＋",{"$f":"IF(F679=\"\",\"\",F679)","v":""}]
[null,null,null,null,"=",{"$f":"IF(幹栓区間!$E$51=\"\",\"\",幹栓区間!$E$51)","v":""},"ｍ"]
[]
[null,"42．区　間",null,{"$f":"IF(幹栓区間!$J$52=\"\",\"\",幹栓区間!$J$52)","v":""}]
[null,null,"① 仮定口径",null,"=",{"$f":"IF(幹栓区間!$L$52=\"\",\"\",幹栓区間!$L$52)","v":""},"ｍｍ"]
[null,null,"② 管延長",null,"=",{"$f":"IF(幹栓区間!$M$52=\"\",\"\",幹栓区間!$M$52)","v":""},"ｍ"]
[null,null,"③ 直管換算長",null,"=",{"$f":"IF(幹栓区間!$AZ$52=\"\",\"\",幹栓区間!$AZ$52)","v":""},"ｍ"]
[null,null,"④ 流量",null,"=",{"$f":"IF(幹栓区間!$H$52=\"\",\"\",幹栓区間!$H$52)","v":""},"Ｌ/sec   ……",null,{"$f":"IF(幹栓区間!$K$10=\"戸\",\"（\"&幹栓区間!K52&\"戸対象）\",\"（\"&幹栓区間!K52&\"人対象）\")","v":"（戸対象）"}]
[null,null,"⑤ 動水勾配",null,"=",{"$f":"IF(幹栓区間!$AH$52=\"\",\"\",幹栓区間!$AH$52)","v":""},"‰",{"$f":"IF(幹栓区間!$AG$52=\"\",\"\",IF(幹栓区間!$AG$52=\"W\",\"（ウエストン公式より）\",\"（Ｈ．ウィリアムス公式より）\"))","v":""}]
[null,null,"⑥ 損失水頭",null,"=","⑤×(②＋③)×安全率"]
[null,null,null,null,"=",{"$f":"IF(F703=\"\",\"\",F703/1000)","v":""},"× (",{"$f":"IF(F700=\"\",\"\",F700)","v":""},"＋",{"$f":"IF(F701=\"\",\"\",F701)","v":""},") ×",{"$f":"IF(幹栓区間!$AJ$10=\"\",\"\",幹栓区間!$AJ$10)","v":1.1000000000000001}]
[null,null,null,null,"=",{"$f":"IF(幹栓区間!$AJ$52=\"\",\"\",幹栓区間!$AJ$52)","v":""},"ｍ"]
[null,null,"⑦ 立上り",null,"=",{"$f":"IF(幹栓区間!$N$52=\"\",0,ROUND(幹栓区間!$N$52,2))","v":0},"ｍ"]
[null,null,"⑧ 区間所要水頭 h42",null,"=","⑥＋⑦"]
[null,null,null,null,"=",{"$f":"IF(F706=\"\",\"\",F706)","v":""},"＋",{"$f":"IF(F707=\"\",\"\",F707)","v":0}]
[null,null,null,null,"=",{"$f":"IF(幹栓区間!$F$52=\"\",\"\",幹栓区間!$F$52)","v":""},"ｍ"]
[null,null,"⑨ 累計所要水頭 H42",null,"=","h42＋H41"]
[null,null,null,null,"=",{"$f":"IF(F710=\"\",\"\",F710)","v":""},"＋",{"$f":"IF(F696=\"\",\"\",F696)","v":""}]
[null,null,null,null,"=",{"$f":"IF(幹栓区間!$E$52=\"\",\"\",幹栓区間!$E$52)","v":""},"ｍ"]
[]
[null,"43．区　間",null,{"$f":"IF(幹栓区間!$J$53=\"\",\"\",幹栓区間!$J$53)","v":""}]
[null,null,"① 仮定口径",null,"=",{"$f":"IF(幹栓区間!$L$53=\"\",\"\",幹栓区間!$L$53)","v":""},"ｍｍ"]
[null,null,"② 管延長",null,"=",{"$f":"IF(幹栓区間!$M$53=\"\",\"\",幹栓区間!$M$53)","v":""},"ｍ"]
[null,null,"③ 直管換算長",null,"=",{"$f":"IF(幹栓区間!$AZ$53=\"\",\"\",幹栓区間!$AZ$53)","v":""},"ｍ"]
[null,null,"④ 流量",null,"=",{"$f":"IF(幹栓区間!$H$53=\"\",\"\",幹栓区間!$H$53)","v":""},"Ｌ/sec   ……",null,{"$f":"IF(幹栓区間!$K$10=\"戸\",\"（\"&幹栓区間!K53&\"戸対象）\",\"（\"&幹栓区間!K53&\"人対象）\")","v":"（戸対象）"}]
[null,null,"⑤ 動水勾配",null,"=",{"$f":"IF(幹栓区間!$AH$53=\"\",\"\",幹栓区間!$AH$53)","v":""},"‰",{"$f":"IF(幹栓区間!$AG$53=\"\",\"\",IF(幹栓区間!$AG$53=\"W\",\"（ウエストン公式より）\",\"（Ｈ．ウィリアムス公式より）\"))","v":""}]
[null,null,"⑥ 損失水頭",null,"=","⑤×(②＋③)×安全率"]
[null,null,null,null,"=",{"$f":"IF(F720=\"\",\"\",F720/1000)","v":""},"× (",{"$f":"IF(F717=\"\",\"\",F717)","v":""},"＋",{"$f":"IF(F718=\"\",\"\",F718)","v":""},") ×",{"$f":"IF(幹栓区間!$AJ$10=\"\",\"\",幹栓区間!$AJ$10)","v":1.1000000000000001}]
[null,null,null,null,"=",{"$f":"IF(幹栓区間!$AJ$53=\"\",\"\",幹栓区間!$AJ$53)","v":""},"ｍ"]
[null,null,"⑦ 立上り",null,"=",{"$f":"IF(幹栓区間!$N$53=\"\",0,ROUND(幹栓区間!$N$53,2))","v":0},"ｍ"]
[null,null,"⑧ 区間所要水頭 h43",null,"=","⑥＋⑦"]
[null,null,null,null,"=",{"$f":"IF(F723=\"\",\"\",F723)","v":""},"＋",{"$f":"IF(F724=\"\",\"\",F724)","v":0}]
[null,null,null,null,"=",{"$f":"IF(幹栓区間!$F$53=\"\",\"\",幹栓区間!$F$53)","v":""},"ｍ"]
[null,null,"⑨ 累計所要水頭 H43",null,"=","h43＋H42"]
[null,null,null,null,"=",{"$f":"IF(F727=\"\",\"\",F727)","v":""},"＋",{"$f":"IF(F713=\"\",\"\",F713)","v":""}]
[null,null,null,null,"=",{"$f":"IF(幹栓区間!$E$53=\"\",\"\",幹栓区間!$E$53)","v":""},"ｍ"]
[]
[null,"44．区　間",null,{"$f":"IF(幹栓区間!$J$54=\"\",\"\",幹栓区間!$J$54)","v":""}]
[null,null,"① 仮定口径",null,"=",{"$f":"IF(幹栓区間!$L$54=\"\",\"\",幹栓区間!$L$54)","v":""},"ｍｍ"]
[null,null,"② 管延長",null,"=",{"$f":"IF(幹栓区間!$M$54=\"\",\"\",幹栓区間!$M$54)","v":""},"ｍ"]
[null,null,"③ 直管換算長",null,"=",{"$f":"IF(幹栓区間!$AZ$54=\"\",\"\",幹栓区間!$AZ$54)","v":""},"ｍ"]
[null,null,"④ 流量",null,"=",{"$f":"IF(幹栓区間!$H$54=\"\",\"\",幹栓区間!$H$54)","v":""},"Ｌ/sec   ……",null,{"$f":"IF(幹栓区間!$K$10=\"戸\",\"（\"&幹栓区間!K54&\"戸対象）\",\"（\"&幹栓区間!K54&\"人対象）\")","v":"（戸対象）"}]
[null,null,"⑤ 動水勾配",null,"=",{"$f":"IF(幹栓区間!$AH$54=\"\",\"\",幹栓区間!$AH$54)","v":""},"‰",{"$f":"IF(幹栓区間!$AG$54=\"\",\"\",IF(幹栓区間!$AG$54=\"W\",\"（ウエストン公式より）\",\"（Ｈ．ウィリアムス公式より）\"))","v":""}]
[null,null,"⑥ 損失水頭",null,"=","⑤×(②＋③)×安全率"]
[null,null,null,null,"=",{"$f":"IF(F737=\"\",\"\",F737/1000)","v":""},"× (",{"$f":"IF(F734=\"\",\"\",F734)","v":""},"＋",{"$f":"IF(F735=\"\",\"\",F735)","v":""},") ×",{"$f":"IF(幹栓区間!$AJ$10=\"\",\"\",幹栓区間!$AJ$10)","v":1.1000000000000001}]
[null,null,null,null,"=",{"$f":"IF(幹栓区間!$AJ$54=\"\",\"\",幹栓区間!$AJ$54)","v":""},"ｍ"]
[null,null,"⑦ 立上り",null,"=",{"$f":"IF(幹栓区間!$N$54=\"\",0,ROUND(幹栓区間!$N$54,2))","v":0},"ｍ"]
[null,null,"⑧ 区間所要水頭 h44",null,"=","⑥＋⑦"]
[null,null,null,null,"=",{"$f":"IF(F740=\"\",\"\",F740)","v":""},"＋",{"$f":"IF(F741=\"\",\"\",F741)","v":0}]
[null,null,null,null,"=",{"$f":"IF(幹栓区間!$F$54=\"\",\"\",幹栓区間!$F$54)","v":""},"ｍ"]
[null,null,"⑨ 累計所要水頭 H44",null,"=","h44＋H43"]
[null,null,null,null,"=",{"$f":"IF(F744=\"\",\"\",F744)","v":""},"＋",{"$f":"IF(F730=\"\",\"\",F730)","v":""}]
[null,null,null,null,"=",{"$f":"IF(幹栓区間!$E$54=\"\",\"\",幹栓区間!$E$54)","v":""},"ｍ"]
[]
[null,"45．区　間",null,{"$f":"IF(幹栓区間!$J$55=\"\",\"\",幹栓区間!$J$55)","v":""}]
[null,null,"① 仮定口径",null,"=",{"$f":"IF(幹栓区間!$L$55=\"\",\"\",幹栓区間!$L$55)","v":""},"ｍｍ"]
[null,null,"② 管延長",null,"=",{"$f":"IF(幹栓区間!$M$55=\"\",\"\",幹栓区間!$M$55)","v":""},"ｍ"]
[null,null,"③ 直管換算長",null,"=",{"$f":"IF(幹栓区間!$AZ$55=\"\",\"\",幹栓区間!$AZ$55)","v":""},"ｍ"]
[null,null,"④ 流量",null,"=",{"$f":"IF(幹栓区間!$H$55=\"\",\"\",幹栓区間!$H$55)","v":""},"Ｌ/sec   ……",null,{"$f":"IF(幹栓区間!$K$10=\"戸\",\"（\"&幹栓区間!K55&\"戸対象）\",\"（\"&幹栓区間!K55&\"人対象）\")","v":"（戸対象）"}]
[null,null,"⑤ 動水勾配",null,"=",{"$f":"IF(幹栓区間!$AH$55=\"\",\"\",幹栓区間!$AH$55)","v":""},"‰",{"$f":"IF(幹栓区間!$AG$55=\"\",\"\",IF(幹栓区間!$AG$55=\"W\",\"（ウエストン公式より）\",\"（Ｈ．ウィリアムス公式より）\"))","v":""}]
[null,null,"⑥ 損失水頭",null,"=","⑤×(②＋③)×安全率"]
[null,null,null,null,"=",{"$f":"IF(F754=\"\",\"\",F754/1000)","v":""},"× (",{"$f":"IF(F751=\"\",\"\",F751)","v":""},"＋",{"$f":"IF(F752=\"\",\"\",F752)","v":""},") ×",{"$f":"IF(幹栓区間!$AJ$10=\"\",\"\",幹栓区間!$AJ$10)","v":1.1000000000000001}]
[null,null,null,null,"=",{"$f":"IF(幹栓区間!$AJ$55=\"\",\"\",幹栓区間!$AJ$55)","v":""},"ｍ"]
[null,null,"⑦ 立上り",null,"=",{"$f":"IF(幹栓区間!$N$55=\"\",0,ROUND(幹栓区間!$N$55,2))","v":0},"ｍ"]
[null,null,"⑧ 区間所要水頭 h45",null,"=","⑥＋⑦"]
[null,null,null,null,"=",{"$f":"IF(F757=\"\",\"\",F757)","v":""},"＋",{"$f":"IF(F758=\"\",\"\",F758)","v":0}]
[null,null,null,null,"=",{"$f":"IF(幹栓区間!$F$55=\"\",\"\",幹栓区間!$F$55)","v":""},"ｍ"]
[null,null,"⑨ 累計所要水頭 H45",null,"=","h45＋H44"]
[null,null,null,null,"=",{"$f":"IF(F761=\"\",\"\",F761)","v":""},"＋",{"$f":"IF(F747=\"\",\"\",F747)","v":""}]
[null,null,null,null,"=",{"$f":"IF(幹栓区間!$E$55=\"\",\"\",幹栓区間!$E$55)","v":""},"ｍ"]
[]
[null,"46．区　間",null,{"$f":"IF(幹栓区間!$J$56=\"\",\"\",幹栓区間!$J$56)","v":""}]
[null,null,"① 仮定口径",null,"=",{"$f":"IF(幹栓区間!$L$56=\"\",\"\",幹栓区間!$L$56)","v":""},"ｍｍ"]
[null,null,"② 管延長",null,"=",{"$f":"IF(幹栓区間!$M$56=\"\",\"\",幹栓区間!$M$56)","v":""},"ｍ"]
[null,null,"③ 直管換算長",null,"=",{"$f":"IF(幹栓区間!$AZ$56=\"\",\"\",幹栓区間!$AZ$56)","v":""},"ｍ"]
[null,null,"④ 流量",null,"=",{"$f":"IF(幹栓区間!$H$56=\"\",\"\",幹栓区間!$H$56)","v":""},"Ｌ/sec   ……",null,{"$f":"IF(幹栓区間!$K$10=\"戸\",\"（\"&幹栓区間!K56&\"戸対象）\",\"（\"&幹栓区間!K56&\"人対象）\")","v":"（戸対象）"}]
[null,null,"⑤ 動水勾配",null,"=",{"$f":"IF(幹栓区間!$AH$56=\"\",\"\",幹栓区間!$AH$56)","v":""},"‰",{"$f":"IF(幹栓区間!$AG$56=\"\",\"\",IF(幹栓区間!$AG$56=\"W\",\"（ウエストン公式より）\",\"（Ｈ．ウィリアムス公式より）\"))","v":""}]
[null,null,"⑥ 損失水頭",null,"=","⑤×(②＋③)×安全率"]
[null,null,null,null,"=",{"$f":"IF(F771=\"\",\"\",F771/1000)","v":""},"× (",{"$f":"IF(F768=\"\",\"\",F768)","v":""},"＋",{"$f":"IF(F769=\"\",\"\",F769)","v":""},") ×",{"$f":"IF(幹栓区間!$AJ$10=\"\",\"\",幹栓区間!$AJ$10)","v":1.1000000000000001}]
[null,null,null,null,"=",{"$f":"IF(幹栓区間!$AJ$56=\"\",\"\",幹栓区間!$AJ$56)","v":""},"ｍ"]
[null,null,"⑦ 立上り",null,"=",{"$f":"IF(幹栓区間!$N$56=\"\",0,ROUND(幹栓区間!$N$56,2))","v":0},"ｍ"]
[null,null,"⑧ 区間所要水頭 h46",null,"=","⑥＋⑦"]
[null,null,null,null,"=",{"$f":"IF(F774=\"\",\"\",F774)","v":""},"＋",{"$f":"IF(F775=\"\",\"\",F775)","v":0}]
[null,null,null,null,"=",{"$f":"IF(幹栓区間!$F$56=\"\",\"\",幹栓区間!$F$56)","v":""},"ｍ"]
[null,null,"⑨ 累計所要水頭 H46",null,"=","h46＋H45"]
[null,null,null,null,"=",{"$f":"IF(F778=\"\",\"\",F778)","v":""},"＋",{"$f":"IF(F764=\"\",\"\",F764)","v":""}]
[null,null,null,null,"=",{"$f":"IF(幹栓区間!$E$56=\"\",\"\",幹栓区間!$E$56)","v":""},"ｍ"]
[]
[null,"47．区　間",null,{"$f":"IF(幹栓区間!$J$57=\"\",\"\",幹栓区間!$J$57)","v":""}]
[null,null,"① 仮定口径",null,"=",{"$f":"IF(幹栓区間!$L$57=\"\",\"\",幹栓区間!$L$57)","v":""},"ｍｍ"]
[null,null,"② 管延長",null,"=",{"$f":"IF(幹栓区間!$M$57=\"\",\"\",幹栓区間!$M$57)","v":""},"ｍ"]
[null,null,"③ 直管換算長",null,"=",{"$f":"IF(幹栓区間!$AZ$57=\"\",\"\",幹栓区間!$AZ$57)","v":""},"ｍ"]
[null,null,"④ 流量",null,"=",{"$f":"IF(幹栓区間!$H$57=\"\",\"\",幹栓区間!$H$57)","v":""},"Ｌ/sec   ……",null,{"$f":"IF(幹栓区間!$K$10=\"戸\",\"（\"&幹栓区間!K57&\"戸対象）\",\"（\"&幹栓区間!K57&\"人対象）\")","v":"（戸対象）"}]
[null,null,"⑤ 動水勾配",null,"=",{"$f":"IF(幹栓区間!$AH$57=\"\",\"\",幹栓区間!$AH$57)","v":""},"‰",{"$f":"IF(幹栓区間!$AG$57=\"\",\"\",IF(幹栓区間!$AG$57=\"W\",\"（ウエストン公式より）\",\"（Ｈ．ウィリアムス公式より）\"))","v":""}]
[null,null,"⑥ 損失水頭",null,"=","⑤×(②＋③)×安全率"]
[null,null,null,null,"=",{"$f":"IF(F788=\"\",\"\",F788/1000)","v":""},"× (",{"$f":"IF(F785=\"\",\"\",F785)","v":""},"＋",{"$f":"IF(F786=\"\",\"\",F786)","v":""},") ×",{"$f":"IF(幹栓区間!$AJ$10=\"\",\"\",幹栓区間!$AJ$10)","v":1.1000000000000001}]
[null,null,null,null,"=",{"$f":"IF(幹栓区間!$AJ$57=\"\",\"\",幹栓区間!$AJ$57)","v":""},"ｍ"]
[null,null,"⑦ 立上り",null,"=",{"$f":"IF(幹栓区間!$N$57=\"\",0,ROUND(幹栓区間!$N$57,2))","v":0},"ｍ"]
[null,null,"⑧ 区間所要水頭 h47",null,"=","⑥＋⑦"]
[null,null,null,null,"=",{"$f":"IF(F791=\"\",\"\",F791)","v":""},"＋",{"$f":"IF(F792=\"\",\"\",F792)","v":0}]
[null,null,null,null,"=",{"$f":"IF(幹栓区間!$F$57=\"\",\"\",幹栓区間!$F$57)","v":""},"ｍ"]
[null,null,"⑨ 累計所要水頭 H47",null,"=","h47＋H46"]
[null,null,null,null,"=",{"$f":"IF(F795=\"\",\"\",F795)","v":""},"＋",{"$f":"IF(F781=\"\",\"\",F781)","v":""}]
[null,null,null,null,"=",{"$f":"IF(幹栓区間!$E$57=\"\",\"\",幹栓区間!$E$57)","v":""},"ｍ"]
[]
[null,"48．区　間",null,{"$f":"IF(幹栓区間!$J$58=\"\",\"\",幹栓区間!$J$58)","v":""}]
[null,null,"① 仮定口径",null,"=",{"$f":"IF(幹栓区間!$L$58=\"\",\"\",幹栓区間!$L$58)","v":""},"ｍｍ"]
[null,null,"② 管延長",null,"=",{"$f":"IF(幹栓区間!$M$58=\"\",\"\",幹栓区間!$M$58)","v":""},"ｍ"]
[null,null,"③ 直管換算長",null,"=",{"$f":"IF(幹栓区間!$AZ$58=\"\",\"\",幹栓区間!$AZ$58)","v":""},"ｍ"]
[null,null,"④ 流量",null,"=",{"$f":"IF(幹栓区間!$H$58=\"\",\"\",幹栓区間!$H$58)","v":""},"Ｌ/sec   ……",null,{"$f":"IF(幹栓区間!$K$10=\"戸\",\"（\"&幹栓区間!K58&\"戸対象）\",\"（\"&幹栓区間!K58&\"人対象）\")","v":"（戸対象）"}]
[null,null,"⑤ 動水勾配",null,"=",{"$f":"IF(幹栓区間!$AH$58=\"\",\"\",幹栓区間!$AH$58)","v":""},"‰",{"$f":"IF(幹栓区間!$AG$58=\"\",\"\",IF(幹栓区間!$AG$58=\"W\",\"（ウエストン公式より）\",\"（Ｈ．ウィリアムス公式より）\"))","v":""}]
[null,null,"⑥ 損失水頭",null,"=","⑤×(②＋③)×安全率"]
[null,null,null,null,"=",{"$f":"IF(F805=\"\",\"\",F805/1000)","v":""},"× (",{"$f":"IF(F802=\"\",\"\",F802)","v":""},"＋",{"$f":"IF(F803=\"\",\"\",F803)","v":""},") ×",{"$f":"IF(幹栓区間!$AJ$10=\"\",\"\",幹栓区間!$AJ$10)","v":1.1000000000000001}]
[null,null,null,null,"=",{"$f":"IF(幹栓区間!$AJ$58=\"\",\"\",幹栓区間!$AJ$58)","v":""},"ｍ"]
[null,null,"⑦ 立上り",null,"=",{"$f":"IF(幹栓区間!$N$58=\"\",0,ROUND(幹栓区間!$N$58,2))","v":0},"ｍ"]
[null,null,"⑧ 区間所要水頭 h48",null,"=","⑥＋⑦"]
[null,null,null,null,"=",{"$f":"IF(F808=\"\",\"\",F808)","v":""},"＋",{"$f":"IF(F809=\"\",\"\",F809)","v":0}]
[null,null,null,null,"=",{"$f":"IF(幹栓区間!$F$58=\"\",\"\",幹栓区間!$F$58)","v":""},"ｍ"]
[null,null,"⑨ 累計所要水頭 H48",null,"=","h48＋H47"]
[null,null,null,null,"=",{"$f":"IF(F812=\"\",\"\",F812)","v":""},"＋",{"$f":"IF(F798=\"\",\"\",F798)","v":""}]
[null,null,null,null,"=",{"$f":"IF(幹栓区間!$E$58=\"\",\"\",幹栓区間!$E$58)","v":""},"ｍ"]
[]
[null,"49．区　間",null,{"$f":"IF(幹栓区間!$J$59=\"\",\"\",幹栓区間!$J$59)","v":""}]
[null,null,"① 仮定口径",null,"=",{"$f":"IF(幹栓区間!$L$59=\"\",\"\",幹栓区間!$L$59)","v":""},"ｍｍ"]
[null,null,"② 管延長",null,"=",{"$f":"IF(幹栓区間!$M$59=\"\",\"\",幹栓区間!$M$59)","v":""},"ｍ"]
[null,null,"③ 直管換算長",null,"=",{"$f":"IF(幹栓区間!$AZ$59=\"\",\"\",幹栓区間!$AZ$59)","v":""},"ｍ"]
[null,null,"④ 流量",null,"=",{"$f":"IF(幹栓区間!$H$59=\"\",\"\",幹栓区間!$H$59)","v":""},"Ｌ/sec   ……",null,{"$f":"IF(幹栓区間!$K$10=\"戸\",\"（\"&幹栓区間!K59&\"戸対象）\",\"（\"&幹栓区間!K59&\"人対象）\")","v":"（戸対象）"}]
[null,null,"⑤ 動水勾配",null,"=",{"$f":"IF(幹栓区間!$AH$59=\"\",\"\",幹栓区間!$AH$59)","v":""},"‰",{"$f":"IF(幹栓区間!$AG$59=\"\",\"\",IF(幹栓区間!$AG$59=\"W\",\"（ウエストン公式より）\",\"（Ｈ．ウィリアムス公式より）\"))","v":""}]
[null,null,"⑥ 損失水頭",null,"=","⑤×(②＋③)×安全率"]
[null,null,null,null,"=",{"$f":"IF(F822=\"\",\"\",F822/1000)","v":""},"× (",{"$f":"IF(F819=\"\",\"\",F819)","v":""},"＋",{"$f":"IF(F820=\"\",\"\",F820)","v":""},") ×",{"$f":"IF(幹栓区間!$AJ$10=\"\",\"\",幹栓区間!$AJ$10)","v":1.1000000000000001}]
[null,null,null,null,"=",{"$f":"IF(幹栓区間!$AJ$59=\"\",\"\",幹栓区間!$AJ$59)","v":""},"ｍ"]
[null,null,"⑦ 立上り",null,"=",{"$f":"IF(幹栓区間!$N$59=\"\",0,ROUND(幹栓区間!$N$59,2))","v":0},"ｍ"]
[null,null,"⑧ 区間所要水頭 h49",null,"=","⑥＋⑦"]
[null,null,null,null,"=",{"$f":"IF(F825=\"\",\"\",F825)","v":""},"＋",{"$f":"IF(F826=\"\",\"\",F826)","v":0}]
[null,null,null,null,"=",{"$f":"IF(幹栓区間!$F$59=\"\",\"\",幹栓区間!$F$59)","v":""},"ｍ"]
[null,null,"⑨ 累計所要水頭 H49",null,"=","h49＋H48"]
[null,null,null,null,"=",{"$f":"IF(F829=\"\",\"\",F829)","v":""},"＋",{"$f":"IF(F815=\"\",\"\",F815)","v":""}]
[null,null,null,null,"=",{"$f":"IF(幹栓区間!$E$59=\"\",\"\",幹栓区間!$E$59)","v":""},"ｍ"]
[]
[null,"50．区　間",null,{"$f":"IF(幹栓区間!$J$60=\"\",\"\",幹栓区間!$J$60)","v":""}]
[null,null,"① 仮定口径",null,"=",{"$f":"IF(幹栓区間!$L$60=\"\",\"\",幹栓区間!$L$60)","v":""},"ｍｍ"]
[null,null,"② 管延長",null,"=",{"$f":"IF(幹栓区間!$M$60=\"\",\"\",幹栓区間!$M$60)","v":""},"ｍ"]
[null,null,"③ 直管換算長",null,"=",{"$f":"IF(幹栓区間!$AZ$60=\"\",\"\",幹栓区間!$AZ$60)","v":""},"ｍ"]
[null,null,"④ 流量",null,"=",{"$f":"IF(幹栓区間!$H$60=\"\",\"\",幹栓区間!$H$60)","v":""},"Ｌ/sec   ……",null,{"$f":"IF(幹栓区間!$K$10=\"戸\",\"（\"&幹栓区間!K60&\"戸対象）\",\"（\"&幹栓区間!K60&\"人対象）\")","v":"（戸対象）"}]
[null,null,"⑤ 動水勾配",null,"=",{"$f":"IF(幹栓区間!$AH$60=\"\",\"\",幹栓区間!$AH$60)","v":""},"‰",{"$f":"IF(幹栓区間!$AG$60=\"\",\"\",IF(幹栓区間!$AG$60=\"W\",\"（ウエストン公式より）\",\"（Ｈ．ウィリアムス公式より）\"))","v":""}]
[null,null,"⑥ 損失水頭",null,"=","⑤×(②＋③)×安全率"]
[null,null,null,null,"=",{"$f":"IF(F839=\"\",\"\",F839/1000)","v":""},"× (",{"$f":"IF(F836=\"\",\"\",F836)","v":""},"＋",{"$f":"IF(F837=\"\",\"\",F837)","v":""},") ×",{"$f":"IF(幹栓区間!$AJ$10=\"\",\"\",幹栓区間!$AJ$10)","v":1.1000000000000001}]
[null,null,null,null,"=",{"$f":"IF(幹栓区間!$AJ$60=\"\",\"\",幹栓区間!$AJ$60)","v":""},"ｍ"]
[null,null,"⑦ 立上り",null,"=",{"$f":"IF(幹栓区間!$N$60=\"\",0,ROUND(幹栓区間!$N$60,2))","v":0},"ｍ"]
[null,null,"⑧ 区間所要水頭 h50",null,"=","⑥＋⑦"]
[null,null,null,null,"=",{"$f":"IF(F842=\"\",\"\",F842)","v":""},"＋",{"$f":"IF(F843=\"\",\"\",F843)","v":0}]
[null,null,null,null,"=",{"$f":"IF(幹栓区間!$F$60=\"\",\"\",幹栓区間!$F$60)","v":""},"ｍ"]
[null,null,"⑨ 累計所要水頭 H50",null,"=","h50＋H49"]
[null,null,null,null,"=",{"$f":"IF(F846=\"\",\"\",F846)","v":""},"＋",{"$f":"IF(F832=\"\",\"\",F832)","v":""}]
[null,null,null,null,"=",{"$f":"IF(幹栓区間!$E$60=\"\",\"\",幹栓区間!$E$60)","v":""},"ｍ"]

{"sheet":"5区間計算幹栓安全有他損失有","index":54,"n_rows":899,"n_cols":12,"rows_kept":899,"cut":false,"hidden":true,"merged":[[100,7,100,11],[10,7,10,11],[28,7,28,11],[46,7,46,11],[64,7,64,11],[82,7,82,11],[316,7,316,11],[118,7,118,11],[136,7,136,11],[154,7,154,11],[172,7,172,11],[190,7,190,11],[208,7,208,11],[226,7,226,11],[244,7,244,11],[262,7,262,11],[280,7,280,11],[298,7,298,11],[532,7,532,11],[334,7,334,11],[352,7,352,11],[370,7,370,11],[388,7,388,11],[406,7,406,11],[424,7,424,11],[442,7,442,11],[460,7,460,11],[478,7,478,11],[496,7,496,11],[514,7,514,11],[748,7,748,11],[550,7,550,11],[568,7,568,11],[586,7,586,11],[604,7,604,11],[622,7,622,11],[640,7,640,11],[658,7,658,11],[676,7,676,11],[694,7,694,11],[712,7,712,11],[730,7,730,11],[874,7,874,11],[892,7,892,11],[766,7,766,11],[784,7,784,11],[802,7,802,11],[820,7,820,11],[838,7,838,11],[856,7,856,11]]}
[null,"１．区　間",null,{"$f":"IF(幹栓区間!$J$11=\"\",\"\",幹栓区間!$J$11)","v":"A-B"}]
[null,null,"① 仮定口径",null,"=",{"$f":"IF(幹栓区間!$L$11=\"\",\"\",幹栓区間!$L$11)","v":40},"ｍｍ"]
[null,null,"② 管延長",null,"=",{"$f":"IF(幹栓区間!$M$11=\"\",\"\",幹栓区間!$M$11)","v":2},"ｍ"]
[null,null,"③ 直管換算長",null,"=",{"$f":"IF(幹栓区間!$AZ$11=\"\",\"\",幹栓区間!$AZ$11)","v":1},"ｍ"]
[null,null,"④ 流量",null,"=",{"$f":"IF(幹栓区間!$H$11=\"\",\"\",幹栓区間!$H$11)","v":0.88},"Ｌ/sec   ……",null,{"$f":"IF(幹栓区間!$K$10=\"戸\",\"（\"&幹栓区間!K11&\"戸対象）\",\"（\"&幹栓区間!K11&\"人対象）\")","v":"（2戸対象）"}]
[null,null,"⑤ 動水勾配",null,"=",{"$f":"IF(幹栓区間!$AH$11=\"\",\"\",幹栓区間!$AH$11)","v":18},"‰",{"$f":"IF(幹栓区間!$AG$11=\"\",\"\",IF(幹栓区間!$AG$11=\"W\",\"（ウエストン公式より）\",\"（Ｈ．ウィリアムス公式より）\"))","v":"（ウエストン公式より）"}]
[null,null,"⑥ 損失水頭",null,"=","⑤×(②＋③)×安全率"]
[null,null,null,null,"=",{"$f":"IF(F6=\"\",\"\",F6/1000)","v":1.7999999999999999E-2},"× (",{"$f":"IF(F3=\"\",\"\",F3)","v":2},"＋",{"$f":"IF(F4=\"\",\"\",F4)","v":1},") ×",{"$f":"IF(幹栓区間!$AJ$10=\"\",\"\",幹栓区間!$AJ$10)","v":1.1000000000000001}]
[null,null,null,null,"=",{"$f":"IF(幹栓区間!$AJ$11=\"\",\"\",幹栓区間!$AJ$11)","v":0.06},"ｍ"]
[null,null,"⑦ 立上り",null,"=",{"$f":"IF(幹栓区間!$N$11=\"\",0,ROUND(幹栓区間!$N$11,2))","v":0},"ｍ"]
[null,null,"⑧ 他損失水頭等",null,"=",{"$f":"IF(幹栓区間!$AD$11=\"\",0,ROUND(幹栓区間!$AD$11,2))","v":0.3},"ｍ",{"$f":"IF(幹栓区間!$AE$11=\"\",\"\",\"（\"&幹栓区間!$AE$11&\"）\")","v":"（給水用具の損失水頭）"}]
[null,null,"⑨ 区間所要水頭 h1",null,"=","⑥＋⑦＋⑧"]
[null,null,null,null,"=",{"$f":"IF(F9=\"\",\"\",F9)","v":0.06},"＋",{"$f":"IF(F10=\"\",\"\",F10)","v":0},"＋",{"$f":"IF(F11=\"\",\"\",F11)","v":0.3}]
[null,null,null,null,"=",{"$f":"IF(幹栓区間!$F$11=\"\",\"\",幹栓区間!$F$11)","v":0.06},"ｍ"]
[null,null,"⑩ 累計所要水頭 H1",null,"=","h1"]
[null,null,null,null,"=",{"$f":"IF(幹栓区間!$E$11=\"\",\"\",幹栓区間!$E$11)","v":0.06},"ｍ"]
[]
[]
[null,"２．区　間",null,{"$f":"IF(幹栓区間!$J$12=\"\",\"\",幹栓区間!$J$12)","v":"B-C"}]
[null,null,"① 仮定口径",null,"=",{"$f":"IF(幹栓区間!$L$12=\"\",\"\",幹栓区間!$L$12)","v":40},"ｍｍ"]
[null,null,"② 管延長",null,"=",{"$f":"IF(幹栓区間!$M$12=\"\",\"\",幹栓区間!$M$12)","v":1},"ｍ"]
[null,null,"③ 直管換算長",null,"=",{"$f":"IF(幹栓区間!$AZ$12=\"\",\"\",幹栓区間!$AZ$12)","v":26},"ｍ"]
[null,null,"④ 流量",null,"=",{"$f":"IF(幹栓区間!$H$12=\"\",\"\",幹栓区間!$H$12)","v":1.01},"Ｌ/sec   ……",null,{"$f":"IF(幹栓区間!$K$10=\"戸\",\"（\"&幹栓区間!K12&\"戸対象）\",\"（\"&幹栓区間!K12&\"人対象）\")","v":"（3戸対象）"}]
[null,null,"⑤ 動水勾配",null,"=",{"$f":"IF(幹栓区間!$AH$12=\"\",\"\",幹栓区間!$AH$12)","v":23},"‰",{"$f":"IF(幹栓区間!$AG$12=\"\",\"\",IF(幹栓区間!$AG$12=\"W\",\"（ウエストン公式より）\",\"（Ｈ．ウィリアムス公式より）\"))","v":"（ウエストン公式より）"}]
[null,null,"⑥ 損失水頭",null,"=","⑤×(②＋③)×安全率"]
[null,null,null,null,"=",{"$f":"IF(F24=\"\",\"\",F24/1000)","v":2.3E-2},"× (",{"$f":"IF(F21=\"\",\"\",F21)","v":1},"＋",{"$f":"IF(F22=\"\",\"\",F22)","v":26},") ×",{"$f":"IF(幹栓区間!$AJ$10=\"\",\"\",幹栓区間!$AJ$10)","v":1.1000000000000001}]
[null,null,null,null,"=",{"$f":"IF(幹栓区間!$AJ$12=\"\",\"\",幹栓区間!$AJ$12)","v":0.68},"ｍ"]
[null,null,"⑦ 立上り",null,"=",{"$f":"IF(幹栓区間!$N$12=\"\",0,ROUND(幹栓区間!$N$12,2))","v":0},"ｍ"]
[null,null,"⑧ 他損失水頭等",null,"=",{"$f":"IF(幹栓区間!$AD$12=\"\",0,ROUND(幹栓区間!$AD$12,2))","v":0},"ｍ",{"$f":"IF(幹栓区間!$AE$12=\"\",\"\",\"（\"&幹栓区間!$AE$12&\"）\")","v":""}]
[null,null,"⑨ 区間所要水頭 h2",null,"=","⑥＋⑦＋⑧"]
[null,null,null,null,"=",{"$f":"IF(F27=\"\",\"\",F27)","v":0.68},"＋",{"$f":"IF(F28=\"\",\"\",F28)","v":0},"＋",{"$f":"IF(F29=\"\",\"\",F29)","v":0}]
[null,null,null,null,"=",{"$f":"IF(幹栓区間!$F$12=\"\",\"\",幹栓区間!$F$12)","v":0.68},"ｍ"]
[null,null,"⑩ 累計所要水頭 H2",null,"=","h2＋H1"]
[null,null,null,null,"=",{"$f":"IF(F32=\"\",\"\",F32)","v":0.68},"＋",{"$f":"IF(F16=\"\",\"\",F16)","v":0.06}]
[null,null,null,null,"=",{"$f":"IF(幹栓区間!$E$12=\"\",\"\",幹栓区間!$E$12)","v":0.74},"ｍ"]
[]
[null,"３．区　間",null,{"$f":"IF(幹栓区間!$J$13=\"\",\"\",幹栓区間!$J$13)","v":"C-D"}]
[null,null,"① 仮定口径",null,"=",{"$f":"IF(幹栓区間!$L$13=\"\",\"\",幹栓区間!$L$13)","v":40},"ｍｍ"]
[null,null,"② 管延長",null,"=",{"$f":"IF(幹栓区間!$M$13=\"\",\"\",幹栓区間!$M$13)","v":7},"ｍ"]
[null,null,"③ 直管換算長",null,"=",{"$f":"IF(幹栓区間!$AZ$13=\"\",\"\",幹栓区間!$AZ$13)","v":0},"ｍ"]
[null,null,"④ 流量",null,"=",{"$f":"IF(幹栓区間!$H$13=\"\",\"\",幹栓区間!$H$13)","v":1.1100000000000001},"Ｌ/sec   ……",null,{"$f":"IF(幹栓区間!$K$10=\"戸\",\"（\"&幹栓区間!K13&\"戸対象）\",\"（\"&幹栓区間!K13&\"人対象）\")","v":"（4戸対象）"}]
[null,null,"⑤ 動水勾配",null,"=",{"$f":"IF(幹栓区間!$AH$13=\"\",\"\",幹栓区間!$AH$13)","v":27},"‰",{"$f":"IF(幹栓区間!$AG$13=\"\",\"\",IF(幹栓区間!$AG$13=\"W\",\"（ウエストン公式より）\",\"（Ｈ．ウィリアムス公式より）\"))","v":"（ウエストン公式より）"}]
[null,null,"⑥ 損失水頭",null,"=","⑤×(②＋③)×安全率"]
[null,null,null,null,"=",{"$f":"IF(F42=\"\",\"\",F42/1000)","v":2.7E-2},"× (",{"$f":"IF(F39=\"\",\"\",F39)","v":7},"＋",{"$f":"IF(F40=\"\",\"\",F40)","v":0},") ×",{"$f":"IF(幹栓区間!$AJ$10=\"\",\"\",幹栓区間!$AJ$10)","v":1.1000000000000001}]
[null,null,null,null,"=",{"$f":"IF(幹栓区間!$AJ$13=\"\",\"\",幹栓区間!$AJ$13)","v":0.21},"ｍ"]
[null,null,"⑦ 立上り",null,"=",{"$f":"IF(幹栓区間!$N$13=\"\",0,ROUND(幹栓区間!$N$13,2))","v":0},"ｍ"]
[null,null,"⑧ 他損失水頭等",null,"=",{"$f":"IF(幹栓区間!$AD$13=\"\",0,ROUND(幹栓区間!$AD$13,2))","v":0},"ｍ",{"$f":"IF(幹栓区間!$AE$13=\"\",\"\",\"（\"&幹栓区間!$AE$13&\"）\")","v":""}]
[null,null,"⑨ 区間所要水頭 h3",null,"=","⑥＋⑦＋⑧"]
[null,null,null,null,"=",{"$f":"IF(F45=\"\",\"\",F45)","v":0.21},"＋",{"$f":"IF(F46=\"\",\"\",F46)","v":0},"＋",{"$f":"IF(F47=\"\",\"\",F47)","v":0}]
[null,null,null,null,"=",{"$f":"IF(幹栓区間!$F$13=\"\",\"\",幹栓区間!$F$13)","v":0.21},"ｍ"]
[null,null,"⑩ 累計所要水頭 H3",null,"=","h3＋H2"]
[null,null,null,null,"=",{"$f":"IF(F50=\"\",\"\",F50)","v":0.21},"＋",{"$f":"IF(F35=\"\",\"\",F35)","v":0.74}]
[null,null,null,null,"=",{"$f":"IF(幹栓区間!$E$13=\"\",\"\",幹栓区間!$E$13)","v":0.95},"ｍ"]
[]
[null,"４．区　間",null,{"$f":"IF(幹栓区間!$J$14=\"\",\"\",幹栓区間!$J$14)","v":"D-E"}]
[null,null,"① 仮定口径",null,"=",{"$f":"IF(幹栓区間!$L$14=\"\",\"\",幹栓区間!$L$14)","v":40},"ｍｍ"]
[null,null,"② 管延長",null,"=",{"$f":"IF(幹栓区間!$M$14=\"\",\"\",幹栓区間!$M$14)","v":1},"ｍ"]
[null,null,"③ 直管換算長",null,"=",{"$f":"IF(幹栓区間!$AZ$14=\"\",\"\",幹栓区間!$AZ$14)","v":13.5},"ｍ"]
[null,null,"④ 流量",null,"=",{"$f":"IF(幹栓区間!$H$14=\"\",\"\",幹栓区間!$H$14)","v":1.19},"Ｌ/sec   ……",null,{"$f":"IF(幹栓区間!$K$10=\"戸\",\"（\"&幹栓区間!K14&\"戸対象）\",\"（\"&幹栓区間!K14&\"人対象）\")","v":"（5戸対象）"}]
[null,null,"⑤ 動水勾配",null,"=",{"$f":"IF(幹栓区間!$AH$14=\"\",\"\",幹栓区間!$AH$14)","v":30},"‰",{"$f":"IF(幹栓区間!$AG$14=\"\",\"\",IF(幹栓区間!$AG$14=\"W\",\"（ウエストン公式より）\",\"（Ｈ．ウィリアムス公式より）\"))","v":"（ウエストン公式より）"}]
[null,null,"⑥ 損失水頭",null,"=","⑤×(②＋③)×安全率"]
[null,null,null,null,"=",{"$f":"IF(F60=\"\",\"\",F60/1000)","v":0.03},"× (",{"$f":"IF(F57=\"\",\"\",F57)","v":1},"＋",{"$f":"IF(F58=\"\",\"\",F58)","v":13.5},") ×",{"$f":"IF(幹栓区間!$AJ$10=\"\",\"\",幹栓区間!$AJ$10)","v":1.1000000000000001}]
[null,null,null,null,"=",{"$f":"IF(幹栓区間!$AJ$14=\"\",\"\",幹栓区間!$AJ$14)","v":0.48},"ｍ"]
[null,null,"⑦ 立上り",null,"=",{"$f":"IF(幹栓区間!$N$14=\"\",0,ROUND(幹栓区間!$N$14,2))","v":0},"ｍ"]
[null,null,"⑧ 他損失水頭等",null,"=",{"$f":"IF(幹栓区間!$AD$14=\"\",0,ROUND(幹栓区間!$AD$14,2))","v":0},"ｍ",{"$f":"IF(幹栓区間!$AE$14=\"\",\"\",\"（\"&幹栓区間!$AE$14&\"）\")","v":""}]
[null,null,"⑨ 区間所要水頭 h4",null,"=","⑥＋⑦＋⑧"]
[null,null,null,null,"=",{"$f":"IF(F63=\"\",\"\",F63)","v":0.48},"＋",{"$f":"IF(F64=\"\",\"\",F64)","v":0},"＋",{"$f":"IF(F65=\"\",\"\",F65)","v":0}]
[null,null,null,null,"=",{"$f":"IF(幹栓区間!$F$14=\"\",\"\",幹栓区間!$F$14)","v":0.48},"ｍ"]
[null,null,"⑩ 累計所要水頭 H4",null,"=","h4＋H3"]
[null,null,null,null,"=",{"$f":"IF(F68=\"\",\"\",F68)","v":0.48},"＋",{"$f":"IF(F53=\"\",\"\",F53)","v":0.95}]
[null,null,null,null,"=",{"$f":"IF(幹栓区間!$E$14=\"\",\"\",幹栓区間!$E$14)","v":1.43},"ｍ"]
[]
[null,"５．区　間",null,{"$f":"IF(幹栓区間!$J$15=\"\",\"\",幹栓区間!$J$15)","v":"E-F"}]
[null,null,"① 仮定口径",null,"=",{"$f":"IF(幹栓区間!$L$15=\"\",\"\",幹栓区間!$L$15)","v":40},"ｍｍ"]
[null,null,"② 管延長",null,"=",{"$f":"IF(幹栓区間!$M$15=\"\",\"\",幹栓区間!$M$15)","v":2},"ｍ"]
[null,null,"③ 直管換算長",null,"=",{"$f":"IF(幹栓区間!$AZ$15=\"\",\"\",幹栓区間!$AZ$15)","v":0.3},"ｍ"]
[null,null,"④ 流量",null,"=",{"$f":"IF(幹栓区間!$H$15=\"\",\"\",幹栓区間!$H$15)","v":1.26},"Ｌ/sec   ……",null,{"$f":"IF(幹栓区間!$K$10=\"戸\",\"（\"&幹栓区間!K15&\"戸対象）\",\"（\"&幹栓区間!K15&\"人対象）\")","v":"（6戸対象）"}]
[null,null,"⑤ 動水勾配",null,"=",{"$f":"IF(幹栓区間!$AH$15=\"\",\"\",幹栓区間!$AH$15)","v":33},"‰",{"$f":"IF(幹栓区間!$AG$15=\"\",\"\",IF(幹栓区間!$AG$15=\"W\",\"（ウエストン公式より）\",\"（Ｈ．ウィリアムス公式より）\"))","v":"（ウエストン公式より）"}]
[null,null,"⑥ 損失水頭",null,"=","⑤×(②＋③)×安全率"]
[null,null,null,null,"=",{"$f":"IF(F78=\"\",\"\",F78/1000)","v":3.3000000000000002E-2},"× (",{"$f":"IF(F75=\"\",\"\",F75)","v":2},"＋",{"$f":"IF(F76=\"\",\"\",F76)","v":0.3},") ×",{"$f":"IF(幹栓区間!$AJ$10=\"\",\"\",幹栓区間!$AJ$10)","v":1.1000000000000001}]
[null,null,null,null,"=",{"$f":"IF(幹栓区間!$AJ$15=\"\",\"\",幹栓区間!$AJ$15)","v":0.08},"ｍ"]
[null,null,"⑦ 立上り",null,"=",{"$f":"IF(幹栓区間!$N$15=\"\",0,ROUND(幹栓区間!$N$15,2))","v":0},"ｍ"]
[null,null,"⑧ 他損失水頭等",null,"=",{"$f":"IF(幹栓区間!$AD$15=\"\",0,ROUND(幹栓区間!$AD$15,2))","v":0},"ｍ",{"$f":"IF(幹栓区間!$AE$15=\"\",\"\",\"（\"&幹栓区間!$AE$15&\"）\")","v":""}]
[null,null,"⑨ 区間所要水頭 h5",null,"=","⑥＋⑦＋⑧"]
[null,null,null,null,"=",{"$f":"IF(F81=\"\",\"\",F81)","v":0.08},"＋",{"$f":"IF(F82=\"\",\"\",F82)","v":0},"＋",{"$f":"IF(F83=\"\",\"\",F83)","v":0}]
[null,null,null,null,"=",{"$f":"IF(幹栓区間!$F$15=\"\",\"\",幹栓区間!$F$15)","v":0.08},"ｍ"]
[null,null,"⑩ 累計所要水頭 H5",null,"=","h5＋H4"]
[null,null,null,null,"=",{"$f":"IF(F86=\"\",\"\",F86)","v":0.08},"＋",{"$f":"IF(F71=\"\",\"\",F71)","v":1.43}]
[null,null,null,null,"=",{"$f":"IF(幹栓区間!$E$15=\"\",\"\",幹栓区間!$E$15)","v":1.51},"ｍ"]
[]
[null,"６．区　間",null,{"$f":"IF(幹栓区間!$J$16=\"\",\"\",幹栓区間!$J$16)","v":"F-G"}]
[null,null,"① 仮定口径",null,"=",{"$f":"IF(幹栓区間!$L$16=\"\",\"\",幹栓区間!$L$16)","v":40},"ｍｍ"]
[null,null,"② 管延長",null,"=",{"$f":"IF(幹栓区間!$M$16=\"\",\"\",幹栓区間!$M$16)","v":1},"ｍ"]
[null,null,"③ 直管換算長",null,"=",{"$f":"IF(幹栓区間!$AZ$16=\"\",\"\",幹栓区間!$AZ$16)","v":13.5},"ｍ"]
[null,null,"④ 流量",null,"=",{"$f":"IF(幹栓区間!$H$16=\"\",\"\",幹栓区間!$H$16)","v":1.33},"Ｌ/sec   ……",null,{"$f":"IF(幹栓区間!$K$10=\"戸\",\"（\"&幹栓区間!K16&\"戸対象）\",\"（\"&幹栓区間!K16&\"人対象）\")","v":"（7戸対象）"}]
[null,null,"⑤ 動水勾配",null,"=",{"$f":"IF(幹栓区間!$AH$16=\"\",\"\",幹栓区間!$AH$16)","v":37},"‰",{"$f":"IF(幹栓区間!$AG$16=\"\",\"\",IF(幹栓区間!$AG$16=\"W\",\"（ウエストン公式より）\",\"（Ｈ．ウィリアムス公式より）\"))","v":"（ウエストン公式より）"}]
[null,null,"⑥ 損失水頭",null,"=","⑤×(②＋③)×安全率"]
[null,null,null,null,"=",{"$f":"IF(F96=\"\",\"\",F96/1000)","v":3.6999999999999998E-2},"× (",{"$f":"IF(F93=\"\",\"\",F93)","v":1},"＋",{"$f":"IF(F94=\"\",\"\",F94)","v":13.5},") ×",{"$f":"IF(幹栓区間!$AJ$10=\"\",\"\",幹栓区間!$AJ$10)","v":1.1000000000000001}]
[null,null,null,null,"=",{"$f":"IF(幹栓区間!$AJ$16=\"\",\"\",幹栓区間!$AJ$16)","v":0.59},"ｍ"]
[null,null,"⑦ 立上り",null,"=",{"$f":"IF(幹栓区間!$N$16=\"\",0,ROUND(幹栓区間!$N$16,2))","v":0},"ｍ"]
[null,null,"⑧ 他損失水頭等",null,"=",{"$f":"IF(幹栓区間!$AD$16=\"\",0,ROUND(幹栓区間!$AD$16,2))","v":0},"ｍ",{"$f":"IF(幹栓区間!$AE$16=\"\",\"\",\"（\"&幹栓区間!$AE$16&\"）\")","v":""}]
[null,null,"⑨ 区間所要水頭 h6",null,"=","⑥＋⑦＋⑧"]
[null,null,null,null,"=",{"$f":"IF(F99=\"\",\"\",F99)","v":0.59},"＋",{"$f":"IF(F100=\"\",\"\",F100)","v":0},"＋",{"$f":"IF(F101=\"\",\"\",F101)","v":0}]
[null,null,null,null,"=",{"$f":"IF(幹栓区間!$F$16=\"\",\"\",幹栓区間!$F$16)","v":0.59},"ｍ"]
[null,null,"⑩ 累計所要水頭 H6",null,"=","h6＋H5"]
[null,null,null,null,"=",{"$f":"IF(F104=\"\",\"\",F104)","v":0.59},"＋",{"$f":"IF(F89=\"\",\"\",F89)","v":1.51}]
[null,null,null,null,"=",{"$f":"IF(幹栓区間!$E$16=\"\",\"\",幹栓区間!$E$16)","v":2.1},"ｍ"]
[]
[null,"７．区　間",null,{"$f":"IF(幹栓区間!$J$17=\"\",\"\",幹栓区間!$J$17)","v":"G-H"}]
[null,null,"① 仮定口径",null,"=",{"$f":"IF(幹栓区間!$L$17=\"\",\"\",幹栓区間!$L$17)","v":40},"ｍｍ"]
[null,null,"② 管延長",null,"=",{"$f":"IF(幹栓区間!$M$17=\"\",\"\",幹栓区間!$M$17)","v":7},"ｍ"]
[null,null,"③ 直管換算長",null,"=",{"$f":"IF(幹栓区間!$AZ$17=\"\",\"\",幹栓区間!$AZ$17)","v":0.3},"ｍ"]
[null,null,"④ 流量",null,"=",{"$f":"IF(幹栓区間!$H$17=\"\",\"\",幹栓区間!$H$17)","v":1.39},"Ｌ/sec   ……",null,{"$f":"IF(幹栓区間!$K$10=\"戸\",\"（\"&幹栓区間!K17&\"戸対象）\",\"（\"&幹栓区間!K17&\"人対象）\")","v":"（8戸対象）"}]
[null,null,"⑤ 動水勾配",null,"=",{"$f":"IF(幹栓区間!$AH$17=\"\",\"\",幹栓区間!$AH$17)","v":40},"‰",{"$f":"IF(幹栓区間!$AG$17=\"\",\"\",IF(幹栓区間!$AG$17=\"W\",\"（ウエストン公式より）\",\"（Ｈ．ウィリアムス公式より）\"))","v":"（ウエストン公式より）"}]
[null,null,"⑥ 損失水頭",null,"=","⑤×(②＋③)×安全率"]
[null,null,null,null,"=",{"$f":"IF(F114=\"\",\"\",F114/1000)","v":0.04},"× (",{"$f":"IF(F111=\"\",\"\",F111)","v":7},"＋",{"$f":"IF(F112=\"\",\"\",F112)","v":0.3},") ×",{"$f":"IF(幹栓区間!$AJ$10=\"\",\"\",幹栓区間!$AJ$10)","v":1.1000000000000001}]
[null,null,null,null,"=",{"$f":"IF(幹栓区間!$AJ$17=\"\",\"\",幹栓区間!$AJ$17)","v":0.32},"ｍ"]
[null,null,"⑦ 立上り",null,"=",{"$f":"IF(幹栓区間!$N$17=\"\",0,ROUND(幹栓区間!$N$17,2))","v":0},"ｍ"]
[null,null,"⑧ 他損失水頭等",null,"=",{"$f":"IF(幹栓区間!$AD$17=\"\",0,ROUND(幹栓区間!$AD$17,2))","v":0},"ｍ",{"$f":"IF(幹栓区間!$AE$17=\"\",\"\",\"（\"&幹栓区間!$AE$17&\"）\")","v":""}]
[null,null,"⑨ 区間所要水頭 h7",null,"=","⑥＋⑦＋⑧"]
[null,null,null,null,"=",{"$f":"IF(F117=\"\",\"\",F117)","v":0.32},"＋",{"$f":"IF(F118=\"\",\"\",F118)","v":0},"＋",{"$f":"IF(F119=\"\",\"\",F119)","v":0}]
[null,null,null,null,"=",{"$f":"IF(幹栓区間!$F$17=\"\",\"\",幹栓区間!$F$17)","v":0.32},"ｍ"]
[null,null,"⑩ 累計所要水頭 H7",null,"=","h7＋H6"]
[null,null,null,null,"=",{"$f":"IF(F122=\"\",\"\",F122)","v":0.32},"＋",{"$f":"IF(F107=\"\",\"\",F107)","v":2.1}]
[null,null,null,null,"=",{"$f":"IF(幹栓区間!$E$17=\"\",\"\",幹栓区間!$E$17)","v":2.42},"ｍ"]
[]
[null,"８．区　間",null,{"$f":"IF(幹栓区間!$J$18=\"\",\"\",幹栓区間!$J$18)","v":"H-I"}]
[null,null,"① 仮定口径",null,"=",{"$f":"IF(幹栓区間!$L$18=\"\",\"\",幹栓区間!$L$18)","v":40},"ｍｍ"]
[null,null,"② 管延長",null,"=",{"$f":"IF(幹栓区間!$M$18=\"\",\"\",幹栓区間!$M$18)","v":1},"ｍ"]
[null,null,"③ 直管換算長",null,"=",{"$f":"IF(幹栓区間!$AZ$18=\"\",\"\",幹栓区間!$AZ$18)","v":9.5},"ｍ"]
[null,null,"④ 流量",null,"=",{"$f":"IF(幹栓区間!$H$18=\"\",\"\",幹栓区間!$H$18)","v":1.45},"Ｌ/sec   ……",null,{"$f":"IF(幹栓区間!$K$10=\"戸\",\"（\"&幹栓区間!K18&\"戸対象）\",\"（\"&幹栓区間!K18&\"人対象）\")","v":"（9戸対象）"}]
[null,null,"⑤ 動水勾配",null,"=",{"$f":"IF(幹栓区間!$AH$18=\"\",\"\",幹栓区間!$AH$18)","v":43},"‰",{"$f":"IF(幹栓区間!$AG$18=\"\",\"\",IF(幹栓区間!$AG$18=\"W\",\"（ウエストン公式より）\",\"（Ｈ．ウィリアムス公式より）\"))","v":"（ウエストン公式より）"}]
[null,null,"⑥ 損失水頭",null,"=","⑤×(②＋③)×安全率"]
[null,null,null,null,"=",{"$f":"IF(F132=\"\",\"\",F132/1000)","v":4.2999999999999997E-2},"× (",{"$f":"IF(F129=\"\",\"\",F129)","v":1},"＋",{"$f":"IF(F130=\"\",\"\",F130)","v":9.5},") ×",{"$f":"IF(幹栓区間!$AJ$10=\"\",\"\",幹栓区間!$AJ$10)","v":1.1000000000000001}]
[null,null,null,null,"=",{"$f":"IF(幹栓区間!$AJ$18=\"\",\"\",幹栓区間!$AJ$18)","v":0.5},"ｍ"]
[null,null,"⑦ 立上り",null,"=",{"$f":"IF(幹栓区間!$N$18=\"\",0,ROUND(幹栓区間!$N$18,2))","v":0},"ｍ"]
[null,null,"⑧ 他損失水頭等",null,"=",{"$f":"IF(幹栓区間!$AD$18=\"\",0,ROUND(幹栓区間!$AD$18,2))","v":0},"ｍ",{"$f":"IF(幹栓区間!$AE$18=\"\",\"\",\"（\"&幹栓区間!$AE$18&\"）\")","v":""}]
[null,null,"⑨ 区間所要水頭 h8",null,"=","⑥＋⑦＋⑧"]
[null,null,null,null,"=",{"$f":"IF(F135=\"\",\"\",F135)","v":0.5},"＋",{"$f":"IF(F136=\"\",\"\",F136)","v":0},"＋",{"$f":"IF(F137=\"\",\"\",F137)","v":0}]
[null,null,null,null,"=",{"$f":"IF(幹栓区間!$F$18=\"\",\"\",幹栓区間!$F$18)","v":0.5},"ｍ"]
[null,null,"⑩ 累計所要水頭 H8",null,"=","h8＋H7"]
[null,null,null,null,"=",{"$f":"IF(F140=\"\",\"\",F140)","v":0.5},"＋",{"$f":"IF(F125=\"\",\"\",F125)","v":2.42}]
[null,null,null,null,"=",{"$f":"IF(幹栓区間!$E$18=\"\",\"\",幹栓区間!$E$18)","v":2.92},"ｍ"]
[]
[null,"９．区　間",null,{"$f":"IF(幹栓区間!$J$19=\"\",\"\",幹栓区間!$J$19)","v":"I-J"}]
[null,null,"① 仮定口径",null,"=",{"$f":"IF(幹栓区間!$L$19=\"\",\"\",幹栓区間!$L$19)","v":40},"ｍｍ"]
[null,null,"② 管延長",null,"=",{"$f":"IF(幹栓区間!$M$19=\"\",\"\",幹栓区間!$M$19)","v":2},"ｍ"]
[null,null,"③ 直管換算長",null,"=",{"$f":"IF(幹栓区間!$AZ$19=\"\",\"\",幹栓区間!$AZ$19)","v":1.5},"ｍ"]
[null,null,"④ 流量",null,"=",{"$f":"IF(幹栓区間!$H$19=\"\",\"\",幹栓区間!$H$19)","v":1.48},"Ｌ/sec   ……",null,{"$f":"IF(幹栓区間!$K$10=\"戸\",\"（\"&幹栓区間!K19&\"戸対象）\",\"（\"&幹栓区間!K19&\"人対象）\")","v":"（10戸対象）"}]
[null,null,"⑤ 動水勾配",null,"=",{"$f":"IF(幹栓区間!$AH$19=\"\",\"\",幹栓区間!$AH$19)","v":44},"‰",{"$f":"IF(幹栓区間!$AG$19=\"\",\"\",IF(幹栓区間!$AG$19=\"W\",\"（ウエストン公式より）\",\"（Ｈ．ウィリアムス公式より）\"))","v":"（ウエストン公式より）"}]
[null,null,"⑥ 損失水頭",null,"=","⑤×(②＋③)×安全率"]
[null,null,null,null,"=",{"$f":"IF(F150=\"\",\"\",F150/1000)","v":4.3999999999999997E-2},"× (",{"$f":"IF(F147=\"\",\"\",F147)","v":2},"＋",{"$f":"IF(F148=\"\",\"\",F148)","v":1.5},") ×",{"$f":"IF(幹栓区間!$AJ$10=\"\",\"\",幹栓区間!$AJ$10)","v":1.1000000000000001}]
[null,null,null,null,"=",{"$f":"IF(幹栓区間!$AJ$19=\"\",\"\",幹栓区間!$AJ$19)","v":0.17},"ｍ"]
[null,null,"⑦ 立上り",null,"=",{"$f":"IF(幹栓区間!$N$19=\"\",0,ROUND(幹栓区間!$N$19,2))","v":0},"ｍ"]
[null,null,"⑧ 他損失水頭等",null,"=",{"$f":"IF(幹栓区間!$AD$19=\"\",0,ROUND(幹栓区間!$AD$19,2))","v":0},"ｍ",{"$f":"IF(幹栓区間!$AE$19=\"\",\"\",\"（\"&幹栓区間!$AE$19&\"）\")","v":""}]
[null,null,"⑨ 区間所要水頭 h9",null,"=","⑥＋⑦＋⑧"]
[null,null,null,null,"=",{"$f":"IF(F153=\"\",\"\",F153)","v":0.17},"＋",{"$f":"IF(F154=\"\",\"\",F154)","v":0},"＋",{"$f":"IF(F155=\"\",\"\",F155)","v":0}]
[null,null,null,null,"=",{"$f":"IF(幹栓区間!$F$19=\"\",\"\",幹栓区間!$F$19)","v":0.17},"ｍ"]
[null,null,"⑩ 累計所要水頭 H9",null,"=","h9＋H8"]
[null,null,null,null,"=",{"$f":"IF(F158=\"\",\"\",F158)","v":0.17},"＋",{"$f":"IF(F143=\"\",\"\",F143)","v":2.92}]
[null,null,null,null,"=",{"$f":"IF(幹栓区間!$E$19=\"\",\"\",幹栓区間!$E$19)","v":3.09},"ｍ"]
[]
[null,"10．区　間",null,{"$f":"IF(幹栓区間!$J$20=\"\",\"\",幹栓区間!$J$20)","v":"J-K"}]
[null,null,"① 仮定口径",null,"=",{"$f":"IF(幹栓区間!$L$20=\"\",\"\",幹栓区間!$L$20)","v":40},"ｍｍ"]
[null,null,"② 管延長",null,"=",{"$f":"IF(幹栓区間!$M$20=\"\",\"\",幹栓区間!$M$20)","v":1},"ｍ"]
[null,null,"③ 直管換算長",null,"=",{"$f":"IF(幹栓区間!$AZ$20=\"\",\"\",幹栓区間!$AZ$20)","v":0},"ｍ"]
[null,null,"④ 流量",null,"=",{"$f":"IF(幹栓区間!$H$20=\"\",\"\",幹栓区間!$H$20)","v":1.58},"Ｌ/sec   ……",null,{"$f":"IF(幹栓区間!$K$10=\"戸\",\"（\"&幹栓区間!K20&\"戸対象）\",\"（\"&幹栓区間!K20&\"人対象）\")","v":"（11戸対象）"}]
[null,null,"⑤ 動水勾配",null,"=",{"$f":"IF(幹栓区間!$AH$20=\"\",\"\",幹栓区間!$AH$20)","v":49},"‰",{"$f":"IF(幹栓区間!$AG$20=\"\",\"\",IF(幹栓区間!$AG$20=\"W\",\"（ウエストン公式より）\",\"（Ｈ．ウィリアムス公式より）\"))","v":"（ウエストン公式より）"}]
[null,null,"⑥ 損失水頭",null,"=","⑤×(②＋③)×安全率"]
[null,null,null,null,"=",{"$f":"IF(F168=\"\",\"\",F168/1000)","v":4.9000000000000002E-2},"× (",{"$f":"IF(F165=\"\",\"\",F165)","v":1},"＋",{"$f":"IF(F166=\"\",\"\",F166)","v":0},") ×",{"$f":"IF(幹栓区間!$AJ$10=\"\",\"\",幹栓区間!$AJ$10)","v":1.1000000000000001}]
[null,null,null,null,"=",{"$f":"IF(幹栓区間!$AJ$20=\"\",\"\",幹栓区間!$AJ$20)","v":0.05},"ｍ"]
[null,null,"⑦ 立上り",null,"=",{"$f":"IF(幹栓区間!$N$20=\"\",0,ROUND(幹栓区間!$N$20,2))","v":0},"ｍ"]
[null,null,"⑧ 他損失水頭等",null,"=",{"$f":"IF(幹栓区間!$AD$20=\"\",0,ROUND(幹栓区間!$AD$20,2))","v":0},"ｍ",{"$f":"IF(幹栓区間!$AE$20=\"\",\"\",\"（\"&幹栓区間!$AE$20&\"）\")","v":""}]
[null,null,"⑨ 区間所要水頭 h10",null,"=","⑥＋⑦＋⑧"]
[null,null,null,null,"=",{"$f":"IF(F171=\"\",\"\",F171)","v":0.05},"＋",{"$f":"IF(F172=\"\",\"\",F172)","v":0},"＋",{"$f":"IF(F173=\"\",\"\",F173)","v":0}]
[null,null,null,null,"=",{"$f":"IF(幹栓区間!$F$20=\"\",\"\",幹栓区間!$F$20)","v":0.05},"ｍ"]
[null,null,"⑩ 累計所要水頭 H10",null,"=","h10＋H9"]
[null,null,null,null,"=",{"$f":"IF(F176=\"\",\"\",F176)","v":0.05},"＋",{"$f":"IF(F161=\"\",\"\",F161)","v":3.09}]
[null,null,null,null,"=",{"$f":"IF(幹栓区間!$E$20=\"\",\"\",幹栓区間!$E$20)","v":3.1399999999999997},"ｍ"]
[]
[null,"11．区　間",null,{"$f":"IF(幹栓区間!$J$21=\"\",\"\",幹栓区間!$J$21)","v":"K-L"}]
[null,null,"① 仮定口径",null,"=",{"$f":"IF(幹栓区間!$L$21=\"\",\"\",幹栓区間!$L$21)","v":""},"ｍｍ"]
[null,null,"② 管延長",null,"=",{"$f":"IF(幹栓区間!$M$21=\"\",\"\",幹栓区間!$M$21)","v":7},"ｍ"]
[null,null,"③ 直管換算長",null,"=",{"$f":"IF(幹栓区間!$AZ$21=\"\",\"\",幹栓区間!$AZ$21)","v":""},"ｍ"]
[null,null,"④ 流量",null,"=",{"$f":"IF(幹栓区間!$H$21=\"\",\"\",幹栓区間!$H$21)","v":""},"Ｌ/sec   ……",null,{"$f":"IF(幹栓区間!$K$10=\"戸\",\"（\"&幹栓区間!K21&\"戸対象）\",\"（\"&幹栓区間!K21&\"人対象）\")","v":"（12戸対象）"}]
[null,null,"⑤ 動水勾配",null,"=",{"$f":"IF(幹栓区間!$AH$21=\"\",\"\",幹栓区間!$AH$21)","v":""},"‰",{"$f":"IF(幹栓区間!$AG$21=\"\",\"\",IF(幹栓区間!$AG$21=\"W\",\"（ウエストン公式より）\",\"（Ｈ．ウィリアムス公式より）\"))","v":""}]
[null,null,"⑥ 損失水頭",null,"=","⑤×(②＋③)×安全率"]
[null,null,null,null,"=",{"$f":"IF(F186=\"\",\"\",F186/1000)","v":""},"× (",{"$f":"IF(F183=\"\",\"\",F183)","v":7},"＋",{"$f":"IF(F184=\"\",\"\",F184)","v":""},") ×",{"$f":"IF(幹栓区間!$AJ$10=\"\",\"\",幹栓区間!$AJ$10)","v":1.1000000000000001}]
[null,null,null,null,"=",{"$f":"IF(幹栓区間!$AJ$21=\"\",\"\",幹栓区間!$AJ$21)","v":""},"ｍ"]
[null,null,"⑦ 立上り",null,"=",{"$f":"IF(幹栓区間!$N$21=\"\",0,ROUND(幹栓区間!$N$21,2))","v":0},"ｍ"]
[null,null,"⑧ 他損失水頭等",null,"=",{"$f":"IF(幹栓区間!$AD$21=\"\",0,ROUND(幹栓区間!$AD$21,2))","v":0},"ｍ",{"$f":"IF(幹栓区間!$AE$21=\"\",\"\",\"（\"&幹栓区間!$AE$21&\"）\")","v":""}]
[null,null,"⑨ 区間所要水頭 h11",null,"=","⑥＋⑦＋⑧"]
[null,null,null,null,"=",{"$f":"IF(F189=\"\",\"\",F189)","v":""},"＋",{"$f":"IF(F190=\"\",\"\",F190)","v":0},"＋",{"$f":"IF(F191=\"\",\"\",F191)","v":0}]
[null,null,null,null,"=",{"$f":"IF(幹栓区間!$F$21=\"\",\"\",幹栓区間!$F$21)","v":""},"ｍ"]
[null,null,"⑩ 累計所要水頭 H11",null,"=","h11＋H10"]
[null,null,null,null,"=",{"$f":"IF(F194=\"\",\"\",F194)","v":""},"＋",{"$f":"IF(F179=\"\",\"\",F179)","v":3.1399999999999997}]
[null,null,null,null,"=",{"$f":"IF(幹栓区間!$E$21=\"\",\"\",幹栓区間!$E$21)","v":""},"ｍ"]
[]
[null,"12．区　間",null,{"$f":"IF(幹栓区間!$J$22=\"\",\"\",幹栓区間!$J$22)","v":"L-M"}]
[null,null,"① 仮定口径",null,"=",{"$f":"IF(幹栓区間!$L$22=\"\",\"\",幹栓区間!$L$22)","v":40},"ｍｍ"]
[null,null,"② 管延長",null,"=",{"$f":"IF(幹栓区間!$M$22=\"\",\"\",幹栓区間!$M$22)","v":1},"ｍ"]
[null,null,"③ 直管換算長",null,"=",{"$f":"IF(幹栓区間!$AZ$22=\"\",\"\",幹栓区間!$AZ$22)","v":0},"ｍ"]
[null,null,"④ 流量",null,"=",{"$f":"IF(幹栓区間!$H$22=\"\",\"\",幹栓区間!$H$22)","v":1.77},"Ｌ/sec   ……",null,{"$f":"IF(幹栓区間!$K$10=\"戸\",\"（\"&幹栓区間!K22&\"戸対象）\",\"（\"&幹栓区間!K22&\"人対象）\")","v":"（13戸対象）"}]
[null,null,"⑤ 動水勾配",null,"=",{"$f":"IF(幹栓区間!$AH$22=\"\",\"\",幹栓区間!$AH$22)","v":60},"‰",{"$f":"IF(幹栓区間!$AG$22=\"\",\"\",IF(幹栓区間!$AG$22=\"W\",\"（ウエストン公式より）\",\"（Ｈ．ウィリアムス公式より）\"))","v":"（ウエストン公式より）"}]
[null,null,"⑥ 損失水頭",null,"=","⑤×(②＋③)×安全率"]
[null,null,null,null,"=",{"$f":"IF(F204=\"\",\"\",F204/1000)","v":0.06},"× (",{"$f":"IF(F201=\"\",\"\",F201)","v":1},"＋",{"$f":"IF(F202=\"\",\"\",F202)","v":0},") ×",{"$f":"IF(幹栓区間!$AJ$10=\"\",\"\",幹栓区間!$AJ$10)","v":1.1000000000000001}]
[null,null,null,null,"=",{"$f":"IF(幹栓区間!$AJ$22=\"\",\"\",幹栓区間!$AJ$22)","v":7.0000000000000007E-2},"ｍ"]
[null,null,"⑦ 立上り",null,"=",{"$f":"IF(幹栓区間!$N$22=\"\",0,ROUND(幹栓区間!$N$22,2))","v":0},"ｍ"]
[null,null,"⑧ 他損失水頭等",null,"=",{"$f":"IF(幹栓区間!$AD$22=\"\",0,ROUND(幹栓区間!$AD$22,2))","v":0},"ｍ",{"$f":"IF(幹栓区間!$AE$22=\"\",\"\",\"（\"&幹栓区間!$AE$22&\"）\")","v":""}]
[null,null,"⑨ 区間所要水頭 h12",null,"=","⑥＋⑦＋⑧"]
[null,null,null,null,"=",{"$f":"IF(F207=\"\",\"\",F207)","v":7.0000000000000007E-2},"＋",{"$f":"IF(F208=\"\",\"\",F208)","v":0},"＋",{"$f":"IF(F209=\"\",\"\",F209)","v":0}]
[null,null,null,null,"=",{"$f":"IF(幹栓区間!$F$22=\"\",\"\",幹栓区間!$F$22)","v":7.0000000000000007E-2},"ｍ"]
[null,null,"⑩ 累計所要水頭 H12",null,"=","h12＋H11"]
[null,null,null,null,"=",{"$f":"IF(F212=\"\",\"\",F212)","v":7.0000000000000007E-2},"＋",{"$f":"IF(F197=\"\",\"\",F197)","v":""}]
[null,null,null,null,"=",{"$f":"IF(幹栓区間!$E$22=\"\",\"\",幹栓区間!$E$22)","v":""},"ｍ"]
[]
[null,"13．区　間",null,{"$f":"IF(幹栓区間!$J$23=\"\",\"\",幹栓区間!$J$23)","v":"M-N"}]
[null,null,"① 仮定口径",null,"=",{"$f":"IF(幹栓区間!$L$23=\"\",\"\",幹栓区間!$L$23)","v":40},"ｍｍ"]
[null,null,"② 管延長",null,"=",{"$f":"IF(幹栓区間!$M$23=\"\",\"\",幹栓区間!$M$23)","v":2},"ｍ"]
[null,null,"③ 直管換算長",null,"=",{"$f":"IF(幹栓区間!$AZ$23=\"\",\"\",幹栓区間!$AZ$23)","v":0},"ｍ"]
[null,null,"④ 流量",null,"=",{"$f":"IF(幹栓区間!$H$23=\"\",\"\",幹栓区間!$H$23)","v":1.86},"Ｌ/sec   ……",null,{"$f":"IF(幹栓区間!$K$10=\"戸\",\"（\"&幹栓区間!K23&\"戸対象）\",\"（\"&幹栓区間!K23&\"人対象）\")","v":"（14戸対象）"}]
[null,null,"⑤ 動水勾配",null,"=",{"$f":"IF(幹栓区間!$AH$23=\"\",\"\",幹栓区間!$AH$23)","v":66},"‰",{"$f":"IF(幹栓区間!$AG$23=\"\",\"\",IF(幹栓区間!$AG$23=\"W\",\"（ウエストン公式より）\",\"（Ｈ．ウィリアムス公式より）\"))","v":"（ウエストン公式より）"}]
[null,null,"⑥ 損失水頭",null,"=","⑤×(②＋③)×安全率"]
[null,null,null,null,"=",{"$f":"IF(F222=\"\",\"\",F222/1000)","v":6.6000000000000003E-2},"× (",{"$f":"IF(F219=\"\",\"\",F219)","v":2},"＋",{"$f":"IF(F220=\"\",\"\",F220)","v":0},") ×",{"$f":"IF(幹栓区間!$AJ$10=\"\",\"\",幹栓区間!$AJ$10)","v":1.1000000000000001}]
[null,null,null,null,"=",{"$f":"IF(幹栓区間!$AJ$23=\"\",\"\",幹栓区間!$AJ$23)","v":0.15},"ｍ"]
[null,null,"⑦ 立上り",null,"=",{"$f":"IF(幹栓区間!$N$23=\"\",0,ROUND(幹栓区間!$N$23,2))","v":0},"ｍ"]
[null,null,"⑧ 他損失水頭等",null,"=",{"$f":"IF(幹栓区間!$AD$23=\"\",0,ROUND(幹栓区間!$AD$23,2))","v":0},"ｍ",{"$f":"IF(幹栓区間!$AE$23=\"\",\"\",\"（\"&幹栓区間!$AE$23&\"）\")","v":""}]
[null,null,"⑨ 区間所要水頭 h13",null,"=","⑥＋⑦＋⑧"]
[null,null,null,null,"=",{"$f":"IF(F225=\"\",\"\",F225)","v":0.15},"＋",{"$f":"IF(F226=\"\",\"\",F226)","v":0},"＋",{"$f":"IF(F227=\"\",\"\",F227)","v":0}]
[null,null,null,null,"=",{"$f":"IF(幹栓区間!$F$23=\"\",\"\",幹栓区間!$F$23)","v":0.15},"ｍ"]
[null,null,"⑩ 累計所要水頭 H13",null,"=","h13＋H12"]
[null,null,null,null,"=",{"$f":"IF(F230=\"\",\"\",F230)","v":0.15},"＋",{"$f":"IF(F215=\"\",\"\",F215)","v":""}]
[null,null,null,null,"=",{"$f":"IF(幹栓区間!$E$23=\"\",\"\",幹栓区間!$E$23)","v":""},"ｍ"]
[]
[null,"14．区　間",null,{"$f":"IF(幹栓区間!$J$24=\"\",\"\",幹栓区間!$J$24)","v":"N-O"}]
[null,null,"① 仮定口径",null,"=",{"$f":"IF(幹栓区間!$L$24=\"\",\"\",幹栓区間!$L$24)","v":40},"ｍｍ"]
[null,null,"② 管延長",null,"=",{"$f":"IF(幹栓区間!$M$24=\"\",\"\",幹栓区間!$M$24)","v":1},"ｍ"]
[null,null,"③ 直管換算長",null,"=",{"$f":"IF(幹栓区間!$AZ$24=\"\",\"\",幹栓区間!$AZ$24)","v":0},"ｍ"]
[null,null,"④ 流量",null,"=",{"$f":"IF(幹栓区間!$H$24=\"\",\"\",幹栓区間!$H$24)","v":""},"Ｌ/sec   ……",null,{"$f":"IF(幹栓区間!$K$10=\"戸\",\"（\"&幹栓区間!K24&\"戸対象）\",\"（\"&幹栓区間!K24&\"人対象）\")","v":"（戸対象）"}]
[null,null,"⑤ 動水勾配",null,"=",{"$f":"IF(幹栓区間!$AH$24=\"\",\"\",幹栓区間!$AH$24)","v":""},"‰",{"$f":"IF(幹栓区間!$AG$24=\"\",\"\",IF(幹栓区間!$AG$24=\"W\",\"（ウエストン公式より）\",\"（Ｈ．ウィリアムス公式より）\"))","v":"（ウエストン公式より）"}]
[null,null,"⑥ 損失水頭",null,"=","⑤×(②＋③)×安全率"]
[null,null,null,null,"=",{"$f":"IF(F240=\"\",\"\",F240/1000)","v":""},"× (",{"$f":"IF(F237=\"\",\"\",F237)","v":1},"＋",{"$f":"IF(F238=\"\",\"\",F238)","v":0},") ×",{"$f":"IF(幹栓区間!$AJ$10=\"\",\"\",幹栓区間!$AJ$10)","v":1.1000000000000001}]
[null,null,null,null,"=",{"$f":"IF(幹栓区間!$AJ$24=\"\",\"\",幹栓区間!$AJ$24)","v":""},"ｍ"]
[null,null,"⑦ 立上り",null,"=",{"$f":"IF(幹栓区間!$N$24=\"\",0,ROUND(幹栓区間!$N$24,2))","v":0},"ｍ"]
[null,null,"⑧ 他損失水頭等",null,"=",{"$f":"IF(幹栓区間!$AD$24=\"\",0,ROUND(幹栓区間!$AD$24,2))","v":0},"ｍ",{"$f":"IF(幹栓区間!$AE$24=\"\",\"\",\"（\"&幹栓区間!$AE$24&\"）\")","v":""}]
[null,null,"⑨ 区間所要水頭 h14",null,"=","⑥＋⑦＋⑧"]
[null,null,null,null,"=",{"$f":"IF(F243=\"\",\"\",F243)","v":""},"＋",{"$f":"IF(F244=\"\",\"\",F244)","v":0},"＋",{"$f":"IF(F245=\"\",\"\",F245)","v":0}]
[null,null,null,null,"=",{"$f":"IF(幹栓区間!$F$24=\"\",\"\",幹栓区間!$F$24)","v":""},"ｍ"]
[null,null,"⑩ 累計所要水頭 H14",null,"=","h14＋H13"]
[null,null,null,null,"=",{"$f":"IF(F248=\"\",\"\",F248)","v":""},"＋",{"$f":"IF(F233=\"\",\"\",F233)","v":""}]
[null,null,null,null,"=",{"$f":"IF(幹栓区間!$E$24=\"\",\"\",幹栓区間!$E$24)","v":""},"ｍ"]
[]
[null,"15．区　間",null,{"$f":"IF(幹栓区間!$J$25=\"\",\"\",幹栓区間!$J$25)","v":"O-P"}]
[null,null,"① 仮定口径",null,"=",{"$f":"IF(幹栓区間!$L$25=\"\",\"\",幹栓区間!$L$25)","v":40},"ｍｍ"]
[null,null,"② 管延長",null,"=",{"$f":"IF(幹栓区間!$M$25=\"\",\"\",幹栓区間!$M$25)","v":5.9},"ｍ"]
[null,null,"③ 直管換算長",null,"=",{"$f":"IF(幹栓区間!$AZ$25=\"\",\"\",幹栓区間!$AZ$25)","v":5.8},"ｍ"]
[null,null,"④ 流量",null,"=",{"$f":"IF(幹栓区間!$H$25=\"\",\"\",幹栓区間!$H$25)","v":2.0299999999999998},"Ｌ/sec   ……",null,{"$f":"IF(幹栓区間!$K$10=\"戸\",\"（\"&幹栓区間!K25&\"戸対象）\",\"（\"&幹栓区間!K25&\"人対象）\")","v":"（16戸対象）"}]
[null,null,"⑤ 動水勾配",null,"=",{"$f":"IF(幹栓区間!$AH$25=\"\",\"\",幹栓区間!$AH$25)","v":77},"‰",{"$f":"IF(幹栓区間!$AG$25=\"\",\"\",IF(幹栓区間!$AG$25=\"W\",\"（ウエストン公式より）\",\"（Ｈ．ウィリアムス公式より）\"))","v":"（ウエストン公式より）"}]
[null,null,"⑥ 損失水頭",null,"=","⑤×(②＋③)×安全率"]
[null,null,null,null,"=",{"$f":"IF(F258=\"\",\"\",F258/1000)","v":7.6999999999999999E-2},"× (",{"$f":"IF(F255=\"\",\"\",F255)","v":5.9},"＋",{"$f":"IF(F256=\"\",\"\",F256)","v":5.8},") ×",{"$f":"IF(幹栓区間!$AJ$10=\"\",\"\",幹栓区間!$AJ$10)","v":1.1000000000000001}]
[null,null,null,null,"=",{"$f":"IF(幹栓区間!$AJ$25=\"\",\"\",幹栓区間!$AJ$25)","v":0.99},"ｍ"]
[null,null,"⑦ 立上り",null,"=",{"$f":"IF(幹栓区間!$N$25=\"\",0,ROUND(幹栓区間!$N$25,2))","v":0.9},"ｍ"]
[null,null,"⑧ 他損失水頭等",null,"=",{"$f":"IF(幹栓区間!$AD$25=\"\",0,ROUND(幹栓区間!$AD$25,2))","v":0},"ｍ",{"$f":"IF(幹栓区間!$AE$25=\"\",\"\",\"（\"&幹栓区間!$AE$25&\"）\")","v":""}]
[null,null,"⑨ 区間所要水頭 h15",null,"=","⑥＋⑦＋⑧"]
[null,null,null,null,"=",{"$f":"IF(F261=\"\",\"\",F261)","v":0.99},"＋",{"$f":"IF(F262=\"\",\"\",F262)","v":0.9},"＋",{"$f":"IF(F263=\"\",\"\",F263)","v":0}]
[null,null,null,null,"=",{"$f":"IF(幹栓区間!$F$25=\"\",\"\",幹栓区間!$F$25)","v":1.8900000000000001},"ｍ"]
[null,null,"⑩ 累計所要水頭 H15",null,"=","h15＋H14"]
[null,null,null,null,"=",{"$f":"IF(F266=\"\",\"\",F266)","v":1.8900000000000001},"＋",{"$f":"IF(F251=\"\",\"\",F251)","v":""}]
[null,null,null,null,"=",{"$f":"IF(幹栓区間!$E$25=\"\",\"\",幹栓区間!$E$25)","v":""},"ｍ"]
[]
[null,"16．区　間",null,{"$f":"IF(幹栓区間!$J$26=\"\",\"\",幹栓区間!$J$26)","v":""}]
[null,null,"① 仮定口径",null,"=",{"$f":"IF(幹栓区間!$L$26=\"\",\"\",幹栓区間!$L$26)","v":""},"ｍｍ"]
[null,null,"② 管延長",null,"=",{"$f":"IF(幹栓区間!$M$26=\"\",\"\",幹栓区間!$M$26)","v":""},"ｍ"]
[null,null,"③ 直管換算長",null,"=",{"$f":"IF(幹栓区間!$AZ$26=\"\",\"\",幹栓区間!$AZ$26)","v":""},"ｍ"]
[null,null,"④ 流量",null,"=",{"$f":"IF(幹栓区間!$H$26=\"\",\"\",幹栓区間!$H$26)","v":""},"Ｌ/sec   ……",null,{"$f":"IF(幹栓区間!$K$10=\"戸\",\"（\"&幹栓区間!K26&\"戸対象）\",\"（\"&幹栓区間!K26&\"人対象）\")","v":"（戸対象）"}]
[null,null,"⑤ 動水勾配",null,"=",{"$f":"IF(幹栓区間!$AH$26=\"\",\"\",幹栓区間!$AH$26)","v":""},"‰",{"$f":"IF(幹栓区間!$AG$26=\"\",\"\",IF(幹栓区間!$AG$26=\"W\",\"（ウエストン公式より）\",\"（Ｈ．ウィリアムス公式より）\"))","v":""}]
[null,null,"⑥ 損失水頭",null,"=","⑤×(②＋③)×安全率"]
[null,null,null,null,"=",{"$f":"IF(F276=\"\",\"\",F276/1000)","v":""},"× (",{"$f":"IF(F273=\"\",\"\",F273)","v":""},"＋",{"$f":"IF(F274=\"\",\"\",F274)","v":""},") ×",{"$f":"IF(幹栓区間!$AJ$10=\"\",\"\",幹栓区間!$AJ$10)","v":1.1000000000000001}]
[null,null,null,null,"=",{"$f":"IF(幹栓区間!$AJ$26=\"\",\"\",幹栓区間!$AJ$26)","v":""},"ｍ"]
[null,null,"⑦ 立上り",null,"=",{"$f":"IF(幹栓区間!$N$26=\"\",0,ROUND(幹栓区間!$N$26,2))","v":0},"ｍ"]
[null,null,"⑧ 他損失水頭等",null,"=",{"$f":"IF(幹栓区間!$AD$26=\"\",0,ROUND(幹栓区間!$AD$26,2))","v":0},"ｍ",{"$f":"IF(幹栓区間!$AE$26=\"\",\"\",\"（\"&幹栓区間!$AE$26&\"）\")","v":""}]
[null,null,"⑨ 区間所要水頭 h16",null,"=","⑥＋⑦＋⑧"]
[null,null,null,null,"=",{"$f":"IF(F279=\"\",\"\",F279)","v":""},"＋",{"$f":"IF(F280=\"\",\"\",F280)","v":0},"＋",{"$f":"IF(F281=\"\",\"\",F281)","v":0}]
[null,null,null,null,"=",{"$f":"IF(幹栓区間!$F$26=\"\",\"\",幹栓区間!$F$26)","v":""},"ｍ"]
[null,null,"⑩ 累計所要水頭 H16",null,"=","h16＋H15"]
[null,null,null,null,"=",{"$f":"IF(F284=\"\",\"\",F284)","v":""},"＋",{"$f":"IF(F269=\"\",\"\",F269)","v":""}]
[null,null,null,null,"=",{"$f":"IF(幹栓区間!$E$26=\"\",\"\",幹栓区間!$E$26)","v":""},"ｍ"]
[]
[null,"17．区　間",null,{"$f":"IF(幹栓区間!$J$27=\"\",\"\",幹栓区間!$J$27)","v":""}]
[null,null,"① 仮定口径",null,"=",{"$f":"IF(幹栓区間!$L$27=\"\",\"\",幹栓区間!$L$27)","v":""},"ｍｍ"]
[null,null,"② 管延長",null,"=",{"$f":"IF(幹栓区間!$M$27=\"\",\"\",幹栓区間!$M$27)","v":""},"ｍ"]
[null,null,"③ 直管換算長",null,"=",{"$f":"IF(幹栓区間!$AZ$27=\"\",\"\",幹栓区間!$AZ$27)","v":""},"ｍ"]
[null,null,"④ 流量",null,"=",{"$f":"IF(幹栓区間!$H$27=\"\",\"\",幹栓区間!$H$27)","v":""},"Ｌ/sec   ……",null,{"$f":"IF(幹栓区間!$K$10=\"戸\",\"（\"&幹栓区間!K27&\"戸対象）\",\"（\"&幹栓区間!K27&\"人対象）\")","v":"（戸対象）"}]
[null,null,"⑤ 動水勾配",null,"=",{"$f":"IF(幹栓区間!$AH$27=\"\",\"\",幹栓区間!$AH$27)","v":""},"‰",{"$f":"IF(幹栓区間!$AG$27=\"\",\"\",IF(幹栓区間!$AG$27=\"W\",\"（ウエストン公式より）\",\"（Ｈ．ウィリアムス公式より）\"))","v":""}]
[null,null,"⑥ 損失水頭",null,"=","⑤×(②＋③)×安全率"]
[null,null,null,null,"=",{"$f":"IF(F294=\"\",\"\",F294/1000)","v":""},"× (",{"$f":"IF(F291=\"\",\"\",F291)","v":""},"＋",{"$f":"IF(F292=\"\",\"\",F292)","v":""},") ×",{"$f":"IF(幹栓区間!$AJ$10=\"\",\"\",幹栓区間!$AJ$10)","v":1.1000000000000001}]
[null,null,null,null,"=",{"$f":"IF(幹栓区間!$AJ$27=\"\",\"\",幹栓区間!$AJ$27)","v":""},"ｍ"]
[null,null,"⑦ 立上り",null,"=",{"$f":"IF(幹栓区間!$N$27=\"\",0,ROUND(幹栓区間!$N$27,2))","v":0},"ｍ"]
[null,null,"⑧ 他損失水頭等",null,"=",{"$f":"IF(幹栓区間!$AD$27=\"\",0,ROUND(幹栓区間!$AD$27,2))","v":0},"ｍ",{"$f":"IF(幹栓区間!$AE$27=\"\",\"\",\"（\"&幹栓区間!$AE$27&\"）\")","v":""}]
[null,null,"⑨ 区間所要水頭 h17",null,"=","⑥＋⑦＋⑧"]
[null,null,null,null,"=",{"$f":"IF(F297=\"\",\"\",F297)","v":""},"＋",{"$f":"IF(F298=\"\",\"\",F298)","v":0},"＋",{"$f":"IF(F299=\"\",\"\",F299)","v":0}]
[null,null,null,null,"=",{"$f":"IF(幹栓区間!$F$27=\"\",\"\",幹栓区間!$F$27)","v":""},"ｍ"]
[null,null,"⑩ 累計所要水頭 H17",null,"=","h17＋H16"]
[null,null,null,null,"=",{"$f":"IF(F302=\"\",\"\",F302)","v":""},"＋",{"$f":"IF(F287=\"\",\"\",F287)","v":""}]
[null,null,null,null,"=",{"$f":"IF(幹栓区間!$E$27=\"\",\"\",幹栓区間!$E$27)","v":""},"ｍ"]
[]
[null,"18．区　間",null,{"$f":"IF(幹栓区間!$J$28=\"\",\"\",幹栓区間!$J$28)","v":""}]
[null,null,"① 仮定口径",null,"=",{"$f":"IF(幹栓区間!$L$28=\"\",\"\",幹栓区間!$L$28)","v":""},"ｍｍ"]
[null,null,"② 管延長",null,"=",{"$f":"IF(幹栓区間!$M$28=\"\",\"\",幹栓区間!$M$28)","v":""},"ｍ"]
[null,null,"③ 直管換算長",null,"=",{"$f":"IF(幹栓区間!$AZ$28=\"\",\"\",幹栓区間!$AZ$28)","v":""},"ｍ"]
[null,null,"④ 流量",null,"=",{"$f":"IF(幹栓区間!$H$28=\"\",\"\",幹栓区間!$H$28)","v":""},"Ｌ/sec   ……",null,{"$f":"IF(幹栓区間!$K$10=\"戸\",\"（\"&幹栓区間!K28&\"戸対象）\",\"（\"&幹栓区間!K28&\"人対象）\")","v":"（戸対象）"}]
[null,null,"⑤ 動水勾配",null,"=",{"$f":"IF(幹栓区間!$AH$28=\"\",\"\",幹栓区間!$AH$28)","v":""},"‰",{"$f":"IF(幹栓区間!$AG$28=\"\",\"\",IF(幹栓区間!$AG$28=\"W\",\"（ウエストン公式より）\",\"（Ｈ．ウィリアムス公式より）\"))","v":""}]
[null,null,"⑥ 損失水頭",null,"=","⑤×(②＋③)×安全率"]
[null,null,null,null,"=",{"$f":"IF(F312=\"\",\"\",F312/1000)","v":""},"× (",{"$f":"IF(F309=\"\",\"\",F309)","v":""},"＋",{"$f":"IF(F310=\"\",\"\",F310)","v":""},") ×",{"$f":"IF(幹栓区間!$AJ$10=\"\",\"\",幹栓区間!$AJ$10)","v":1.1000000000000001}]
[null,null,null,null,"=",{"$f":"IF(幹栓区間!$AJ$28=\"\",\"\",幹栓区間!$AJ$28)","v":""},"ｍ"]
[null,null,"⑦ 立上り",null,"=",{"$f":"IF(幹栓区間!$N$28=\"\",0,ROUND(幹栓区間!$N$28,2))","v":0},"ｍ"]
[null,null,"⑧ 他損失水頭等",null,"=",{"$f":"IF(幹栓区間!$AD$28=\"\",0,ROUND(幹栓区間!$AD$28,2))","v":0},"ｍ",{"$f":"IF(幹栓区間!$AE$28=\"\",\"\",\"（\"&幹栓区間!$AE$28&\"）\")","v":""}]
[null,null,"⑨ 区間所要水頭 h18",null,"=","⑥＋⑦＋⑧"]
[null,null,null,null,"=",{"$f":"IF(F315=\"\",\"\",F315)","v":""},"＋",{"$f":"IF(F316=\"\",\"\",F316)","v":0},"＋",{"$f":"IF(F317=\"\",\"\",F317)","v":0}]
[null,null,null,null,"=",{"$f":"IF(幹栓区間!$F$28=\"\",\"\",幹栓区間!$F$28)","v":""},"ｍ"]
[null,null,"⑩ 累計所要水頭 H18",null,"=","h18＋H17"]
[null,null,null,null,"=",{"$f":"IF(F320=\"\",\"\",F320)","v":""},"＋",{"$f":"IF(F305=\"\",\"\",F305)","v":""}]
[null,null,null,null,"=",{"$f":"IF(幹栓区間!$E$28=\"\",\"\",幹栓区間!$E$28)","v":""},"ｍ"]
[]
[null,"19．区　間",null,{"$f":"IF(幹栓区間!$J$29=\"\",\"\",幹栓区間!$J$29)","v":""}]
[null,null,"① 仮定口径",null,"=",{"$f":"IF(幹栓区間!$L$29=\"\",\"\",幹栓区間!$L$29)","v":""},"ｍｍ"]
[null,null,"② 管延長",null,"=",{"$f":"IF(幹栓区間!$M$29=\"\",\"\",幹栓区間!$M$29)","v":""},"ｍ"]
[null,null,"③ 直管換算長",null,"=",{"$f":"IF(幹栓区間!$AZ$29=\"\",\"\",幹栓区間!$AZ$29)","v":""},"ｍ"]
[null,null,"④ 流量",null,"=",{"$f":"IF(幹栓区間!$H$29=\"\",\"\",幹栓区間!$H$29)","v":""},"Ｌ/sec   ……",null,{"$f":"IF(幹栓区間!$K$10=\"戸\",\"（\"&幹栓区間!K29&\"戸対象）\",\"（\"&幹栓区間!K29&\"人対象）\")","v":"（戸対象）"}]
[null,null,"⑤ 動水勾配",null,"=",{"$f":"IF(幹栓区間!$AH$29=\"\",\"\",幹栓区間!$AH$29)","v":""},"‰",{"$f":"IF(幹栓区間!$AG$29=\"\",\"\",IF(幹栓区間!$AG$29=\"W\",\"（ウエストン公式より）\",\"（Ｈ．ウィリアムス公式より）\"))","v":""}]
[null,null,"⑥ 損失水頭",null,"=","⑤×(②＋③)×安全率"]
[null,null,null,null,"=",{"$f":"IF(F330=\"\",\"\",F330/1000)","v":""},"× (",{"$f":"IF(F327=\"\",\"\",F327)","v":""},"＋",{"$f":"IF(F328=\"\",\"\",F328)","v":""},") ×",{"$f":"IF(幹栓区間!$AJ$10=\"\",\"\",幹栓区間!$AJ$10)","v":1.1000000000000001}]
[null,null,null,null,"=",{"$f":"IF(幹栓区間!$AJ$29=\"\",\"\",幹栓区間!$AJ$29)","v":""},"ｍ"]
[null,null,"⑦ 立上り",null,"=",{"$f":"IF(幹栓区間!$N$29=\"\",0,ROUND(幹栓区間!$N$29,2))","v":0},"ｍ"]
[null,null,"⑧ 他損失水頭等",null,"=",{"$f":"IF(幹栓区間!$AD$29=\"\",0,ROUND(幹栓区間!$AD$29,2))","v":0},"ｍ",{"$f":"IF(幹栓区間!$AE$29=\"\",\"\",\"（\"&幹栓区間!$AE$29&\"）\")","v":""}]
[null,null,"⑨ 区間所要水頭 h19",null,"=","⑥＋⑦＋⑧"]
[null,null,null,null,"=",{"$f":"IF(F333=\"\",\"\",F333)","v":""},"＋",{"$f":"IF(F334=\"\",\"\",F334)","v":0},"＋",{"$f":"IF(F335=\"\",\"\",F335)","v":0}]
[null,null,null,null,"=",{"$f":"IF(幹栓区間!$F$29=\"\",\"\",幹栓区間!$F$29)","v":""},"ｍ"]
[null,null,"⑩ 累計所要水頭 H19",null,"=","h19＋H18"]
[null,null,null,null,"=",{"$f":"IF(F338=\"\",\"\",F338)","v":""},"＋",{"$f":"IF(F323=\"\",\"\",F323)","v":""}]
[null,null,null,null,"=",{"$f":"IF(幹栓区間!$E$29=\"\",\"\",幹栓区間!$E$29)","v":""},"ｍ"]
[]
[null,"20．区　間",null,{"$f":"IF(幹栓区間!$J$30=\"\",\"\",幹栓区間!$J$30)","v":""}]
[null,null,"① 仮定口径",null,"=",{"$f":"IF(幹栓区間!$L$30=\"\",\"\",幹栓区間!$L$30)","v":""},"ｍｍ"]
[null,null,"② 管延長",null,"=",{"$f":"IF(幹栓区間!$M$30=\"\",\"\",幹栓区間!$M$30)","v":""},"ｍ"]
[null,null,"③ 直管換算長",null,"=",{"$f":"IF(幹栓区間!$AZ$30=\"\",\"\",幹栓区間!$AZ$30)","v":""},"ｍ"]
[null,null,"④ 流量",null,"=",{"$f":"IF(幹栓区間!$H$30=\"\",\"\",幹栓区間!$H$30)","v":""},"Ｌ/sec   ……",null,{"$f":"IF(幹栓区間!$K$10=\"戸\",\"（\"&幹栓区間!K30&\"戸対象）\",\"（\"&幹栓区間!K30&\"人対象）\")","v":"（戸対象）"}]
[null,null,"⑤ 動水勾配",null,"=",{"$f":"IF(幹栓区間!$AH$30=\"\",\"\",幹栓区間!$AH$30)","v":""},"‰",{"$f":"IF(幹栓区間!$AG$30=\"\",\"\",IF(幹栓区間!$AG$30=\"W\",\"（ウエストン公式より）\",\"（Ｈ．ウィリアムス公式より）\"))","v":""}]
[null,null,"⑥ 損失水頭",null,"=","⑤×(②＋③)×安全率"]
[null,null,null,null,"=",{"$f":"IF(F348=\"\",\"\",F348/1000)","v":""},"× (",{"$f":"IF(F345=\"\",\"\",F345)","v":""},"＋",{"$f":"IF(F346=\"\",\"\",F346)","v":""},") ×",{"$f":"IF(幹栓区間!$AJ$10=\"\",\"\",幹栓区間!$AJ$10)","v":1.1000000000000001}]
[null,null,null,null,"=",{"$f":"IF(幹栓区間!$AJ$30=\"\",\"\",幹栓区間!$AJ$30)","v":""},"ｍ"]
[null,null,"⑦ 立上り",null,"=",{"$f":"IF(幹栓区間!$N$30=\"\",0,ROUND(幹栓区間!$N$30,2))","v":0},"ｍ"]
[null,null,"⑧ 他損失水頭等",null,"=",{"$f":"IF(幹栓区間!$AD$30=\"\",0,ROUND(幹栓区間!$AD$30,2))","v":0},"ｍ",{"$f":"IF(幹栓区間!$AE$30=\"\",\"\",\"（\"&幹栓区間!$AE$30&\"）\")","v":""}]
[null,null,"⑨ 区間所要水頭 h20",null,"=","⑥＋⑦＋⑧"]
[null,null,null,null,"=",{"$f":"IF(F351=\"\",\"\",F351)","v":""},"＋",{"$f":"IF(F352=\"\",\"\",F352)","v":0},"＋",{"$f":"IF(F353=\"\",\"\",F353)","v":0}]
[null,null,null,null,"=",{"$f":"IF(幹栓区間!$F$30=\"\",\"\",幹栓区間!$F$30)","v":""},"ｍ"]
[null,null,"⑩ 累計所要水頭 H20",null,"=","h20＋H19"]
[null,null,null,null,"=",{"$f":"IF(F356=\"\",\"\",F356)","v":""},"＋",{"$f":"IF(F341=\"\",\"\",F341)","v":""}]
[null,null,null,null,"=",{"$f":"IF(幹栓区間!$E$30=\"\",\"\",幹栓区間!$E$30)","v":""},"ｍ"]
[]
[null,"21．区　間",null,{"$f":"IF(幹栓区間!$J$31=\"\",\"\",幹栓区間!$J$31)","v":""}]
[null,null,"① 仮定口径",null,"=",{"$f":"IF(幹栓区間!$L$31=\"\",\"\",幹栓区間!$L$31)","v":""},"ｍｍ"]
[null,null,"② 管延長",null,"=",{"$f":"IF(幹栓区間!$M$31=\"\",\"\",幹栓区間!$M$31)","v":""},"ｍ"]
[null,null,"③ 直管換算長",null,"=",{"$f":"IF(幹栓区間!$AZ$31=\"\",\"\",幹栓区間!$AZ$31)","v":""},"ｍ"]
[null,null,"④ 流量",null,"=",{"$f":"IF(幹栓区間!$H$31=\"\",\"\",幹栓区間!$H$31)","v":""},"Ｌ/sec   ……",null,{"$f":"IF(幹栓区間!$K$10=\"戸\",\"（\"&幹栓区間!K31&\"戸対象）\",\"（\"&幹栓区間!K31&\"人対象）\")","v":"（戸対象）"}]
[null,null,"⑤ 動水勾配",null,"=",{"$f":"IF(幹栓区間!$AH$31=\"\",\"\",幹栓区間!$AH$31)","v":""},"‰",{"$f":"IF(幹栓区間!$AG$31=\"\",\"\",IF(幹栓区間!$AG$31=\"W\",\"（ウエストン公式より）\",\"（Ｈ．ウィリアムス公式より）\"))","v":""}]
[null,null,"⑥ 損失水頭",null,"=","⑤×(②＋③)×安全率"]
[null,null,null,null,"=",{"$f":"IF(F366=\"\",\"\",F366/1000)","v":""},"× (",{"$f":"IF(F363=\"\",\"\",F363)","v":""},"＋",{"$f":"IF(F364=\"\",\"\",F364)","v":""},") ×",{"$f":"IF(幹栓区間!$AJ$10=\"\",\"\",幹栓区間!$AJ$10)","v":1.1000000000000001}]
[null,null,null,null,"=",{"$f":"IF(幹栓区間!$AJ$31=\"\",\"\",幹栓区間!$AJ$31)","v":""},"ｍ"]
[null,null,"⑦ 立上り",null,"=",{"$f":"IF(幹栓区間!$N$31=\"\",0,ROUND(幹栓区間!$N$31,2))","v":0},"ｍ"]
[null,null,"⑧ 他損失水頭等",null,"=",{"$f":"IF(幹栓区間!$AD$31=\"\",0,ROUND(幹栓区間!$AD$31,2))","v":0},"ｍ",{"$f":"IF(幹栓区間!$AE$31=\"\",\"\",\"（\"&幹栓区間!$AE$31&\"）\")","v":""}]
[null,null,"⑨ 区間所要水頭 h21",null,"=","⑥＋⑦＋⑧"]
[null,null,null,null,"=",{"$f":"IF(F369=\"\",\"\",F369)","v":""},"＋",{"$f":"IF(F370=\"\",\"\",F370)","v":0},"＋",{"$f":"IF(F371=\"\",\"\",F371)","v":0}]
[null,null,null,null,"=",{"$f":"IF(幹栓区間!$F$31=\"\",\"\",幹栓区間!$F$31)","v":""},"ｍ"]
[null,null,"⑩ 累計所要水頭 H21",null,"=","h21＋H20"]
[null,null,null,null,"=",{"$f":"IF(F374=\"\",\"\",F374)","v":""},"＋",{"$f":"IF(F359=\"\",\"\",F359)","v":""}]
[null,null,null,null,"=",{"$f":"IF(幹栓区間!$E$31=\"\",\"\",幹栓区間!$E$31)","v":""},"ｍ"]
[]
[null,"22．区　間",null,{"$f":"IF(幹栓区間!$J$32=\"\",\"\",幹栓区間!$J$32)","v":""}]
[null,null,"① 仮定口径",null,"=",{"$f":"IF(幹栓区間!$L$32=\"\",\"\",幹栓区間!$L$32)","v":""},"ｍｍ"]
[null,null,"② 管延長",null,"=",{"$f":"IF(幹栓区間!$M$32=\"\",\"\",幹栓区間!$M$32)","v":""},"ｍ"]
[null,null,"③ 直管換算長",null,"=",{"$f":"IF(幹栓区間!$AZ$32=\"\",\"\",幹栓区間!$AZ$32)","v":""},"ｍ"]
[null,null,"④ 流量",null,"=",{"$f":"IF(幹栓区間!$H$32=\"\",\"\",幹栓区間!$H$32)","v":""},"Ｌ/sec   ……",null,{"$f":"IF(幹栓区間!$K$10=\"戸\",\"（\"&幹栓区間!K32&\"戸対象）\",\"（\"&幹栓区間!K32&\"人対象）\")","v":"（戸対象）"}]
[null,null,"⑤ 動水勾配",null,"=",{"$f":"IF(幹栓区間!$AH$32=\"\",\"\",幹栓区間!$AH$32)","v":""},"‰",{"$f":"IF(幹栓区間!$AG$32=\"\",\"\",IF(幹栓区間!$AG$32=\"W\",\"（ウエストン公式より）\",\"（Ｈ．ウィリアムス公式より）\"))","v":""}]
[null,null,"⑥ 損失水頭",null,"=","⑤×(②＋③)×安全率"]
[null,null,null,null,"=",{"$f":"IF(F384=\"\",\"\",F384/1000)","v":""},"× (",{"$f":"IF(F381=\"\",\"\",F381)","v":""},"＋",{"$f":"IF(F382=\"\",\"\",F382)","v":""},") ×",{"$f":"IF(幹栓区間!$AJ$10=\"\",\"\",幹栓区間!$AJ$10)","v":1.1000000000000001}]
[null,null,null,null,"=",{"$f":"IF(幹栓区間!$AJ$32=\"\",\"\",幹栓区間!$AJ$32)","v":""},"ｍ"]
[null,null,"⑦ 立上り",null,"=",{"$f":"IF(幹栓区間!$N$32=\"\",0,ROUND(幹栓区間!$N$32,2))","v":0},"ｍ"]
[null,null,"⑧ 他損失水頭等",null,"=",{"$f":"IF(幹栓区間!$AD$32=\"\",0,ROUND(幹栓区間!$AD$32,2))","v":0},"ｍ",{"$f":"IF(幹栓区間!$AE$32=\"\",\"\",\"（\"&幹栓区間!$AE$32&\"）\")","v":""}]
[null,null,"⑨ 区間所要水頭 h22",null,"=","⑥＋⑦＋⑧"]
[null,null,null,null,"=",{"$f":"IF(F387=\"\",\"\",F387)","v":""},"＋",{"$f":"IF(F388=\"\",\"\",F388)","v":0},"＋",{"$f":"IF(F389=\"\",\"\",F389)","v":0}]
[null,null,null,null,"=",{"$f":"IF(幹栓区間!$F$32=\"\",\"\",幹栓区間!$F$32)","v":""},"ｍ"]
[null,null,"⑩ 累計所要水頭 H22",null,"=","h22＋H21"]
[null,null,null,null,"=",{"$f":"IF(F392=\"\",\"\",F392)","v":""},"＋",{"$f":"IF(F377=\"\",\"\",F377)","v":""}]
[null,null,null,null,"=",{"$f":"IF(幹栓区間!$E$32=\"\",\"\",幹栓区間!$E$32)","v":""},"ｍ"]
[]
[null,"23．区　間",null,{"$f":"IF(幹栓区間!$J$33=\"\",\"\",幹栓区間!$J$33)","v":""}]
[null,null,"① 仮定口径",null,"=",{"$f":"IF(幹栓区間!$L$33=\"\",\"\",幹栓区間!$L$33)","v":""},"ｍｍ"]
[null,null,"② 管延長",null,"=",{"$f":"IF(幹栓区間!$M$33=\"\",\"\",幹栓区間!$M$33)","v":""},"ｍ"]
[null,null,"③ 直管換算長",null,"=",{"$f":"IF(幹栓区間!$AZ$33=\"\",\"\",幹栓区間!$AZ$33)","v":""},"ｍ"]
[null,null,"④ 流量",null,"=",{"$f":"IF(幹栓区間!$H$33=\"\",\"\",幹栓区間!$H$33)","v":""},"Ｌ/sec   ……",null,{"$f":"IF(幹栓区間!$K$10=\"戸\",\"（\"&幹栓区間!K33&\"戸対象）\",\"（\"&幹栓区間!K33&\"人対象）\")","v":"（戸対象）"}]
[null,null,"⑤ 動水勾配",null,"=",{"$f":"IF(幹栓区間!$AH$33=\"\",\"\",幹栓区間!$AH$33)","v":""},"‰",{"$f":"IF(幹栓区間!$AG$33=\"\",\"\",IF(幹栓区間!$AG$33=\"W\",\"（ウエストン公式より）\",\"（Ｈ．ウィリアムス公式より）\"))","v":""}]
[null,null,"⑥ 損失水頭",null,"=","⑤×(②＋③)×安全率"]
[null,null,null,null,"=",{"$f":"IF(F402=\"\",\"\",F402/1000)","v":""},"× (",{"$f":"IF(F399=\"\",\"\",F399)","v":""},"＋",{"$f":"IF(F400=\"\",\"\",F400)","v":""},") ×",{"$f":"IF(幹栓区間!$AJ$10=\"\",\"\",幹栓区間!$AJ$10)","v":1.1000000000000001}]
[null,null,null,null,"=",{"$f":"IF(幹栓区間!$AJ$33=\"\",\"\",幹栓区間!$AJ$33)","v":""},"ｍ"]
[null,null,"⑦ 立上り",null,"=",{"$f":"IF(幹栓区間!$N$33=\"\",0,ROUND(幹栓区間!$N$33,2))","v":0},"ｍ"]
[null,null,"⑧ 他損失水頭等",null,"=",{"$f":"IF(幹栓区間!$AD$33=\"\",0,ROUND(幹栓区間!$AD$33,2))","v":0},"ｍ",{"$f":"IF(幹栓区間!$AE$33=\"\",\"\",\"（\"&幹栓区間!$AE$33&\"）\")","v":""}]
[null,null,"⑨ 区間所要水頭 h23",null,"=","⑥＋⑦＋⑧"]
[null,null,null,null,"=",{"$f":"IF(F405=\"\",\"\",F405)","v":""},"＋",{"$f":"IF(F406=\"\",\"\",F406)","v":0},"＋",{"$f":"IF(F407=\"\",\"\",F407)","v":0}]
[null,null,null,null,"=",{"$f":"IF(幹栓区間!$F$33=\"\",\"\",幹栓区間!$F$33)","v":""},"ｍ"]
[null,null,"⑩ 累計所要水頭 H23",null,"=","h23＋H22"]
[null,null,null,null,"=",{"$f":"IF(F410=\"\",\"\",F410)","v":""},"＋",{"$f":"IF(F395=\"\",\"\",F395)","v":""}]
[null,null,null,null,"=",{"$f":"IF(幹栓区間!$E$33=\"\",\"\",幹栓区間!$E$33)","v":""},"ｍ"]
[]
[null,"24．区　間",null,{"$f":"IF(幹栓区間!$J$34=\"\",\"\",幹栓区間!$J$34)","v":""}]
[null,null,"① 仮定口径",null,"=",{"$f":"IF(幹栓区間!$L$34=\"\",\"\",幹栓区間!$L$34)","v":""},"ｍｍ"]
[null,null,"② 管延長",null,"=",{"$f":"IF(幹栓区間!$M$34=\"\",\"\",幹栓区間!$M$34)","v":""},"ｍ"]
[null,null,"③ 直管換算長",null,"=",{"$f":"IF(幹栓区間!$AZ$34=\"\",\"\",幹栓区間!$AZ$34)","v":""},"ｍ"]
[null,null,"④ 流量",null,"=",{"$f":"IF(幹栓区間!$H$34=\"\",\"\",幹栓区間!$H$34)","v":""},"Ｌ/sec   ……",null,{"$f":"IF(幹栓区間!$K$10=\"戸\",\"（\"&幹栓区間!K34&\"戸対象）\",\"（\"&幹栓区間!K34&\"人対象）\")","v":"（戸対象）"}]
[null,null,"⑤ 動水勾配",null,"=",{"$f":"IF(幹栓区間!$AH$34=\"\",\"\",幹栓区間!$AH$34)","v":""},"‰",{"$f":"IF(幹栓区間!$AG$34=\"\",\"\",IF(幹栓区間!$AG$34=\"W\",\"（ウエストン公式より）\",\"（Ｈ．ウィリアムス公式より）\"))","v":""}]
[null,null,"⑥ 損失水頭",null,"=","⑤×(②＋③)×安全率"]
[null,null,null,null,"=",{"$f":"IF(F420=\"\",\"\",F420/1000)","v":""},"× (",{"$f":"IF(F417=\"\",\"\",F417)","v":""},"＋",{"$f":"IF(F418=\"\",\"\",F418)","v":""},") ×",{"$f":"IF(幹栓区間!$AJ$10=\"\",\"\",幹栓区間!$AJ$10)","v":1.1000000000000001}]
[null,null,null,null,"=",{"$f":"IF(幹栓区間!$AJ$34=\"\",\"\",幹栓区間!$AJ$34)","v":""},"ｍ"]
[null,null,"⑦ 立上り",null,"=",{"$f":"IF(幹栓区間!$N$34=\"\",0,ROUND(幹栓区間!$N$34,2))","v":0},"ｍ"]
[null,null,"⑧ 他損失水頭等",null,"=",{"$f":"IF(幹栓区間!$AD$34=\"\",0,ROUND(幹栓区間!$AD$34,2))","v":0},"ｍ",{"$f":"IF(幹栓区間!$AE$34=\"\",\"\",\"（\"&幹栓区間!$AE$34&\"）\")","v":""}]
[null,null,"⑨ 区間所要水頭 h24",null,"=","⑥＋⑦＋⑧"]
[null,null,null,null,"=",{"$f":"IF(F423=\"\",\"\",F423)","v":""},"＋",{"$f":"IF(F424=\"\",\"\",F424)","v":0},"＋",{"$f":"IF(F425=\"\",\"\",F425)","v":0}]
[null,null,null,null,"=",{"$f":"IF(幹栓区間!$F$34=\"\",\"\",幹栓区間!$F$34)","v":""},"ｍ"]
[null,null,"⑩ 累計所要水頭 H24",null,"=","h24＋H23"]
[null,null,null,null,"=",{"$f":"IF(F428=\"\",\"\",F428)","v":""},"＋",{"$f":"IF(F413=\"\",\"\",F413)","v":""}]
[null,null,null,null,"=",{"$f":"IF(幹栓区間!$E$34=\"\",\"\",幹栓区間!$E$34)","v":""},"ｍ"]
[]
[null,"25．区　間",null,{"$f":"IF(幹栓区間!$J$35=\"\",\"\",幹栓区間!$J$35)","v":""}]
[null,null,"① 仮定口径",null,"=",{"$f":"IF(幹栓区間!$L$35=\"\",\"\",幹栓区間!$L$35)","v":""},"ｍｍ"]
[null,null,"② 管延長",null,"=",{"$f":"IF(幹栓区間!$M$35=\"\",\"\",幹栓区間!$M$35)","v":""},"ｍ"]
[null,null,"③ 直管換算長",null,"=",{"$f":"IF(幹栓区間!$AZ$35=\"\",\"\",幹栓区間!$AZ$35)","v":""},"ｍ"]
[null,null,"④ 流量",null,"=",{"$f":"IF(幹栓区間!$H$35=\"\",\"\",幹栓区間!$H$35)","v":""},"Ｌ/sec   ……",null,{"$f":"IF(幹栓区間!$K$10=\"戸\",\"（\"&幹栓区間!K35&\"戸対象）\",\"（\"&幹栓区間!K35&\"人対象）\")","v":"（戸対象）"}]
[null,null,"⑤ 動水勾配",null,"=",{"$f":"IF(幹栓区間!$AH$35=\"\",\"\",幹栓区間!$AH$35)","v":""},"‰",{"$f":"IF(幹栓区間!$AG$35=\"\",\"\",IF(幹栓区間!$AG$35=\"W\",\"（ウエストン公式より）\",\"（Ｈ．ウィリアムス公式より）\"))","v":""}]
[null,null,"⑥ 損失水頭",null,"=","⑤×(②＋③)×安全率"]
[null,null,null,null,"=",{"$f":"IF(F438=\"\",\"\",F438/1000)","v":""},"× (",{"$f":"IF(F435=\"\",\"\",F435)","v":""},"＋",{"$f":"IF(F436=\"\",\"\",F436)","v":""},") ×",{"$f":"IF(幹栓区間!$AJ$10=\"\",\"\",幹栓区間!$AJ$10)","v":1.1000000000000001}]
[null,null,null,null,"=",{"$f":"IF(幹栓区間!$AJ$35=\"\",\"\",幹栓区間!$AJ$35)","v":""},"ｍ"]
[null,null,"⑦ 立上り",null,"=",{"$f":"IF(幹栓区間!$N$35=\"\",0,ROUND(幹栓区間!$N$35,2))","v":0},"ｍ"]
[null,null,"⑧ 他損失水頭等",null,"=",{"$f":"IF(幹栓区間!$AD$35=\"\",0,ROUND(幹栓区間!$AD$35,2))","v":0},"ｍ",{"$f":"IF(幹栓区間!$AE$35=\"\",\"\",\"（\"&幹栓区間!$AE$35&\"）\")","v":""}]
[null,null,"⑨ 区間所要水頭 h25",null,"=","⑥＋⑦＋⑧"]
[null,null,null,null,"=",{"$f":"IF(F441=\"\",\"\",F441)","v":""},"＋",{"$f":"IF(F442=\"\",\"\",F442)","v":0},"＋",{"$f":"IF(F443=\"\",\"\",F443)","v":0}]
[null,null,null,null,"=",{"$f":"IF(幹栓区間!$F$35=\"\",\"\",幹栓区間!$F$35)","v":""},"ｍ"]
[null,null,"⑩ 累計所要水頭 H25",null,"=","h25＋H24"]
[null,null,null,null,"=",{"$f":"IF(F446=\"\",\"\",F446)","v":""},"＋",{"$f":"IF(F431=\"\",\"\",F431)","v":""}]
[null,null,null,null,"=",{"$f":"IF(幹栓区間!$E$35=\"\",\"\",幹栓区間!$E$35)","v":""},"ｍ"]
[]
[null,"26．区　間",null,{"$f":"IF(幹栓区間!$J$36=\"\",\"\",幹栓区間!$J$36)","v":""}]
[null,null,"① 仮定口径",null,"=",{"$f":"IF(幹栓区間!$L$36=\"\",\"\",幹栓区間!$L$36)","v":""},"ｍｍ"]
[null,null,"② 管延長",null,"=",{"$f":"IF(幹栓区間!$M$36=\"\",\"\",幹栓区間!$M$36)","v":""},"ｍ"]
[null,null,"③ 直管換算長",null,"=",{"$f":"IF(幹栓区間!$AZ$36=\"\",\"\",幹栓区間!$AZ$36)","v":""},"ｍ"]
[null,null,"④ 流量",null,"=",{"$f":"IF(幹栓区間!$H$36=\"\",\"\",幹栓区間!$H$36)","v":""},"Ｌ/sec   ……",null,{"$f":"IF(幹栓区間!$K$10=\"戸\",\"（\"&幹栓区間!K36&\"戸対象）\",\"（\"&幹栓区間!K36&\"人対象）\")","v":"（戸対象）"}]
[null,null,"⑤ 動水勾配",null,"=",{"$f":"IF(幹栓区間!$AH$36=\"\",\"\",幹栓区間!$AH$36)","v":""},"‰",{"$f":"IF(幹栓区間!$AG$36=\"\",\"\",IF(幹栓区間!$AG$36=\"W\",\"（ウエストン公式より）\",\"（Ｈ．ウィリアムス公式より）\"))","v":""}]
[null,null,"⑥ 損失水頭",null,"=","⑤×(②＋③)×安全率"]
[null,null,null,null,"=",{"$f":"IF(F456=\"\",\"\",F456/1000)","v":""},"× (",{"$f":"IF(F453=\"\",\"\",F453)","v":""},"＋",{"$f":"IF(F454=\"\",\"\",F454)","v":""},") ×",{"$f":"IF(幹栓区間!$AJ$10=\"\",\"\",幹栓区間!$AJ$10)","v":1.1000000000000001}]
[null,null,null,null,"=",{"$f":"IF(幹栓区間!$AJ$36=\"\",\"\",幹栓区間!$AJ$36)","v":""},"ｍ"]
[null,null,"⑦ 立上り",null,"=",{"$f":"IF(幹栓区間!$N$36=\"\",0,ROUND(幹栓区間!$N$36,2))","v":0},"ｍ"]
[null,null,"⑧ 他損失水頭等",null,"=",{"$f":"IF(幹栓区間!$AD$36=\"\",0,ROUND(幹栓区間!$AD$36,2))","v":0},"ｍ",{"$f":"IF(幹栓区間!$AE$36=\"\",\"\",\"（\"&幹栓区間!$AE$36&\"）\")","v":""}]
[null,null,"⑨ 区間所要水頭 h26",null,"=","⑥＋⑦＋⑧"]
[null,null,null,null,"=",{"$f":"IF(F459=\"\",\"\",F459)","v":""},"＋",{"$f":"IF(F460=\"\",\"\",F460)","v":0},"＋",{"$f":"IF(F461=\"\",\"\",F461)","v":0}]
[null,null,null,null,"=",{"$f":"IF(幹栓区間!$F$36=\"\",\"\",幹栓区間!$F$36)","v":""},"ｍ"]
[null,null,"⑩ 累計所要水頭 H26",null,"=","h26＋H25"]
[null,null,null,null,"=",{"$f":"IF(F464=\"\",\"\",F464)","v":""},"＋",{"$f":"IF(F449=\"\",\"\",F449)","v":""}]
[null,null,null,null,"=",{"$f":"IF(幹栓区間!$E$36=\"\",\"\",幹栓区間!$E$36)","v":""},"ｍ"]
[]
[null,"27．区　間",null,{"$f":"IF(幹栓区間!$J$37=\"\",\"\",幹栓区間!$J$37)","v":""}]
[null,null,"① 仮定口径",null,"=",{"$f":"IF(幹栓区間!$L$37=\"\",\"\",幹栓区間!$L$37)","v":""},"ｍｍ"]
[null,null,"② 管延長",null,"=",{"$f":"IF(幹栓区間!$M$37=\"\",\"\",幹栓区間!$M$37)","v":""},"ｍ"]
[null,null,"③ 直管換算長",null,"=",{"$f":"IF(幹栓区間!$AZ$37=\"\",\"\",幹栓区間!$AZ$37)","v":""},"ｍ"]
[null,null,"④ 流量",null,"=",{"$f":"IF(幹栓区間!$H$37=\"\",\"\",幹栓区間!$H$37)","v":""},"Ｌ/sec   ……",null,{"$f":"IF(幹栓区間!$K$10=\"戸\",\"（\"&幹栓区間!K37&\"戸対象）\",\"（\"&幹栓区間!K37&\"人対象）\")","v":"（戸対象）"}]
[null,null,"⑤ 動水勾配",null,"=",{"$f":"IF(幹栓区間!$AH$37=\"\",\"\",幹栓区間!$AH$37)","v":""},"‰",{"$f":"IF(幹栓区間!$AG$37=\"\",\"\",IF(幹栓区間!$AG$37=\"W\",\"（ウエストン公式より）\",\"（Ｈ．ウィリアムス公式より）\"))","v":""}]
[null,null,"⑥ 損失水頭",null,"=","⑤×(②＋③)×安全率"]
[null,null,null,null,"=",{"$f":"IF(F474=\"\",\"\",F474/1000)","v":""},"× (",{"$f":"IF(F471=\"\",\"\",F471)","v":""},"＋",{"$f":"IF(F472=\"\",\"\",F472)","v":""},") ×",{"$f":"IF(幹栓区間!$AJ$10=\"\",\"\",幹栓区間!$AJ$10)","v":1.1000000000000001}]
[null,null,null,null,"=",{"$f":"IF(幹栓区間!$AJ$37=\"\",\"\",幹栓区間!$AJ$37)","v":""},"ｍ"]
[null,null,"⑦ 立上り",null,"=",{"$f":"IF(幹栓区間!$N$37=\"\",0,ROUND(幹栓区間!$N$37,2))","v":0},"ｍ"]
[null,null,"⑧ 他損失水頭等",null,"=",{"$f":"IF(幹栓区間!$AD$37=\"\",0,ROUND(幹栓区間!$AD$37,2))","v":0},"ｍ",{"$f":"IF(幹栓区間!$AE$37=\"\",\"\",\"（\"&幹栓区間!$AE$37&\"）\")","v":""}]
[null,null,"⑨ 区間所要水頭 h27",null,"=","⑥＋⑦＋⑧"]
[null,null,null,null,"=",{"$f":"IF(F477=\"\",\"\",F477)","v":""},"＋",{"$f":"IF(F478=\"\",\"\",F478)","v":0},"＋",{"$f":"IF(F479=\"\",\"\",F479)","v":0}]
[null,null,null,null,"=",{"$f":"IF(幹栓区間!$F$37=\"\",\"\",幹栓区間!$F$37)","v":""},"ｍ"]
[null,null,"⑩ 累計所要水頭 H27",null,"=","h27＋H26"]
[null,null,null,null,"=",{"$f":"IF(F482=\"\",\"\",F482)","v":""},"＋",{"$f":"IF(F467=\"\",\"\",F467)","v":""}]
[null,null,null,null,"=",{"$f":"IF(幹栓区間!$E$37=\"\",\"\",幹栓区間!$E$37)","v":""},"ｍ"]
[]
[null,"28．区　間",null,{"$f":"IF(幹栓区間!$J$38=\"\",\"\",幹栓区間!$J$38)","v":""}]
[null,null,"① 仮定口径",null,"=",{"$f":"IF(幹栓区間!$L$38=\"\",\"\",幹栓区間!$L$38)","v":""},"ｍｍ"]
[null,null,"② 管延長",null,"=",{"$f":"IF(幹栓区間!$M$38=\"\",\"\",幹栓区間!$M$38)","v":""},"ｍ"]
[null,null,"③ 直管換算長",null,"=",{"$f":"IF(幹栓区間!$AZ$38=\"\",\"\",幹栓区間!$AZ$38)","v":""},"ｍ"]
[null,null,"④ 流量",null,"=",{"$f":"IF(幹栓区間!$H$38=\"\",\"\",幹栓区間!$H$38)","v":""},"Ｌ/sec   ……",null,{"$f":"IF(幹栓区間!$K$10=\"戸\",\"（\"&幹栓区間!K38&\"戸対象）\",\"（\"&幹栓区間!K38&\"人対象）\")","v":"（戸対象）"}]
[null,null,"⑤ 動水勾配",null,"=",{"$f":"IF(幹栓区間!$AH$38=\"\",\"\",幹栓区間!$AH$38)","v":""},"‰",{"$f":"IF(幹栓区間!$AG$38=\"\",\"\",IF(幹栓区間!$AG$38=\"W\",\"（ウエストン公式より）\",\"（Ｈ．ウィリアムス公式より）\"))","v":""}]
[null,null,"⑥ 損失水頭",null,"=","⑤×(②＋③)×安全率"]
[null,null,null,null,"=",{"$f":"IF(F492=\"\",\"\",F492/1000)","v":""},"× (",{"$f":"IF(F489=\"\",\"\",F489)","v":""},"＋",{"$f":"IF(F490=\"\",\"\",F490)","v":""},") ×",{"$f":"IF(幹栓区間!$AJ$10=\"\",\"\",幹栓区間!$AJ$10)","v":1.1000000000000001}]
[null,null,null,null,"=",{"$f":"IF(幹栓区間!$AJ$38=\"\",\"\",幹栓区間!$AJ$38)","v":""},"ｍ"]
[null,null,"⑦ 立上り",null,"=",{"$f":"IF(幹栓区間!$N$38=\"\",0,ROUND(幹栓区間!$N$38,2))","v":0},"ｍ"]
[null,null,"⑧ 他損失水頭等",null,"=",{"$f":"IF(幹栓区間!$AD$38=\"\",0,ROUND(幹栓区間!$AD$38,2))","v":0},"ｍ",{"$f":"IF(幹栓区間!$AE$38=\"\",\"\",\"（\"&幹栓区間!$AE$38&\"）\")","v":""}]
[null,null,"⑨ 区間所要水頭 h28",null,"=","⑥＋⑦＋⑧"]
[null,null,null,null,"=",{"$f":"IF(F495=\"\",\"\",F495)","v":""},"＋",{"$f":"IF(F496=\"\",\"\",F496)","v":0},"＋",{"$f":"IF(F497=\"\",\"\",F497)","v":0}]
[null,null,null,null,"=",{"$f":"IF(幹栓区間!$F$38=\"\",\"\",幹栓区間!$F$38)","v":""},"ｍ"]
[null,null,"⑩ 累計所要水頭 H28",null,"=","h28＋H27"]
[null,null,null,null,"=",{"$f":"IF(F500=\"\",\"\",F500)","v":""},"＋",{"$f":"IF(F485=\"\",\"\",F485)","v":""}]
[null,null,null,null,"=",{"$f":"IF(幹栓区間!$E$38=\"\",\"\",幹栓区間!$E$38)","v":""},"ｍ"]
[]
[null,"29．区　間",null,{"$f":"IF(幹栓区間!$J$39=\"\",\"\",幹栓区間!$J$39)","v":""}]
[null,null,"① 仮定口径",null,"=",{"$f":"IF(幹栓区間!$L$39=\"\",\"\",幹栓区間!$L$39)","v":""},"ｍｍ"]
[null,null,"② 管延長",null,"=",{"$f":"IF(幹栓区間!$M$39=\"\",\"\",幹栓区間!$M$39)","v":""},"ｍ"]
[null,null,"③ 直管換算長",null,"=",{"$f":"IF(幹栓区間!$AZ$39=\"\",\"\",幹栓区間!$AZ$39)","v":""},"ｍ"]
[null,null,"④ 流量",null,"=",{"$f":"IF(幹栓区間!$H$39=\"\",\"\",幹栓区間!$H$39)","v":""},"Ｌ/sec   ……",null,{"$f":"IF(幹栓区間!$K$10=\"戸\",\"（\"&幹栓区間!K39&\"戸対象）\",\"（\"&幹栓区間!K39&\"人対象）\")","v":"（戸対象）"}]
[null,null,"⑤ 動水勾配",null,"=",{"$f":"IF(幹栓区間!$AH$39=\"\",\"\",幹栓区間!$AH$39)","v":""},"‰",{"$f":"IF(幹栓区間!$AG$39=\"\",\"\",IF(幹栓区間!$AG$39=\"W\",\"（ウエストン公式より）\",\"（Ｈ．ウィリアムス公式より）\"))","v":""}]
[null,null,"⑥ 損失水頭",null,"=","⑤×(②＋③)×安全率"]
[null,null,null,null,"=",{"$f":"IF(F510=\"\",\"\",F510/1000)","v":""},"× (",{"$f":"IF(F507=\"\",\"\",F507)","v":""},"＋",{"$f":"IF(F508=\"\",\"\",F508)","v":""},") ×",{"$f":"IF(幹栓区間!$AJ$10=\"\",\"\",幹栓区間!$AJ$10)","v":1.1000000000000001}]
[null,null,null,null,"=",{"$f":"IF(幹栓区間!$AJ$39=\"\",\"\",幹栓区間!$AJ$39)","v":""},"ｍ"]
[null,null,"⑦ 立上り",null,"=",{"$f":"IF(幹栓区間!$N$39=\"\",0,ROUND(幹栓区間!$N$39,2))","v":0},"ｍ"]
[null,null,"⑧ 他損失水頭等",null,"=",{"$f":"IF(幹栓区間!$AD$39=\"\",0,ROUND(幹栓区間!$AD$39,2))","v":0},"ｍ",{"$f":"IF(幹栓区間!$AE$39=\"\",\"\",\"（\"&幹栓区間!$AE$39&\"）\")","v":""}]
[null,null,"⑨ 区間所要水頭 h29",null,"=","⑥＋⑦＋⑧"]
[null,null,null,null,"=",{"$f":"IF(F513=\"\",\"\",F513)","v":""},"＋",{"$f":"IF(F514=\"\",\"\",F514)","v":0},"＋",{"$f":"IF(F515=\"\",\"\",F515)","v":0}]
[null,null,null,null,"=",{"$f":"IF(幹栓区間!$F$39=\"\",\"\",幹栓区間!$F$39)","v":""},"ｍ"]
[null,null,"⑩ 累計所要水頭 H29",null,"=","h29＋H28"]
[null,null,null,null,"=",{"$f":"IF(F518=\"\",\"\",F518)","v":""},"＋",{"$f":"IF(F503=\"\",\"\",F503)","v":""}]
[null,null,null,null,"=",{"$f":"IF(幹栓区間!$E$39=\"\",\"\",幹栓区間!$E$39)","v":""},"ｍ"]
[]
[null,"30．区　間",null,{"$f":"IF(幹栓区間!$J$40=\"\",\"\",幹栓区間!$J$40)","v":""}]
[null,null,"① 仮定口径",null,"=",{"$f":"IF(幹栓区間!$L$40=\"\",\"\",幹栓区間!$L$40)","v":""},"ｍｍ"]
[null,null,"② 管延長",null,"=",{"$f":"IF(幹栓区間!$M$40=\"\",\"\",幹栓区間!$M$40)","v":""},"ｍ"]
[null,null,"③ 直管換算長",null,"=",{"$f":"IF(幹栓区間!$AZ$40=\"\",\"\",幹栓区間!$AZ$40)","v":""},"ｍ"]
[null,null,"④ 流量",null,"=",{"$f":"IF(幹栓区間!$H$40=\"\",\"\",幹栓区間!$H$40)","v":""},"Ｌ/sec   ……",null,{"$f":"IF(幹栓区間!$K$10=\"戸\",\"（\"&幹栓区間!K40&\"戸対象）\",\"（\"&幹栓区間!K40&\"人対象）\")","v":"（戸対象）"}]
[null,null,"⑤ 動水勾配",null,"=",{"$f":"IF(幹栓区間!$AH$40=\"\",\"\",幹栓区間!$AH$40)","v":""},"‰",{"$f":"IF(幹栓区間!$AG$40=\"\",\"\",IF(幹栓区間!$AG$40=\"W\",\"（ウエストン公式より）\",\"（Ｈ．ウィリアムス公式より）\"))","v":""}]
[null,null,"⑥ 損失水頭",null,"=","⑤×(②＋③)×安全率"]
[null,null,null,null,"=",{"$f":"IF(F528=\"\",\"\",F528/1000)","v":""},"× (",{"$f":"IF(F525=\"\",\"\",F525)","v":""},"＋",{"$f":"IF(F526=\"\",\"\",F526)","v":""},") ×",{"$f":"IF(幹栓区間!$AJ$10=\"\",\"\",幹栓区間!$AJ$10)","v":1.1000000000000001}]
[null,null,null,null,"=",{"$f":"IF(幹栓区間!$AJ$40=\"\",\"\",幹栓区間!$AJ$40)","v":""},"ｍ"]
[null,null,"⑦ 立上り",null,"=",{"$f":"IF(幹栓区間!$N$40=\"\",0,ROUND(幹栓区間!$N$40,2))","v":0},"ｍ"]
[null,null,"⑧ 他損失水頭等",null,"=",{"$f":"IF(幹栓区間!$AD$40=\"\",0,ROUND(幹栓区間!$AD$40,2))","v":0},"ｍ",{"$f":"IF(幹栓区間!$AE$40=\"\",\"\",\"（\"&幹栓区間!$AE$40&\"）\")","v":""}]
[null,null,"⑨ 区間所要水頭 h30",null,"=","⑥＋⑦＋⑧"]
[null,null,null,null,"=",{"$f":"IF(F531=\"\",\"\",F531)","v":""},"＋",{"$f":"IF(F532=\"\",\"\",F532)","v":0},"＋",{"$f":"IF(F533=\"\",\"\",F533)","v":0}]
[null,null,null,null,"=",{"$f":"IF(幹栓区間!$F$40=\"\",\"\",幹栓区間!$F$40)","v":""},"ｍ"]
[null,null,"⑩ 累計所要水頭 H30",null,"=","h30＋H29"]
[null,null,null,null,"=",{"$f":"IF(F536=\"\",\"\",F536)","v":""},"＋",{"$f":"IF(F521=\"\",\"\",F521)","v":""}]
[null,null,null,null,"=",{"$f":"IF(幹栓区間!$E$40=\"\",\"\",幹栓区間!$E$40)","v":""},"ｍ"]
[]
[null,"31．区　間",null,{"$f":"IF(幹栓区間!$J$41=\"\",\"\",幹栓区間!$J$41)","v":""}]
[null,null,"① 仮定口径",null,"=",{"$f":"IF(幹栓区間!$L$41=\"\",\"\",幹栓区間!$L$41)","v":""},"ｍｍ"]
[null,null,"② 管延長",null,"=",{"$f":"IF(幹栓区間!$M$41=\"\",\"\",幹栓区間!$M$41)","v":""},"ｍ"]
[null,null,"③ 直管換算長",null,"=",{"$f":"IF(幹栓区間!$AZ$41=\"\",\"\",幹栓区間!$AZ$41)","v":""},"ｍ"]
[null,null,"④ 流量",null,"=",{"$f":"IF(幹栓区間!$H$41=\"\",\"\",幹栓区間!$H$41)","v":""},"Ｌ/sec   ……",null,{"$f":"IF(幹栓区間!$K$10=\"戸\",\"（\"&幹栓区間!K41&\"戸対象）\",\"（\"&幹栓区間!K41&\"人対象）\")","v":"（戸対象）"}]
[null,null,"⑤ 動水勾配",null,"=",{"$f":"IF(幹栓区間!$AH$41=\"\",\"\",幹栓区間!$AH$41)","v":""},"‰",{"$f":"IF(幹栓区間!$AG$41=\"\",\"\",IF(幹栓区間!$AG$41=\"W\",\"（ウエストン公式より）\",\"（Ｈ．ウィリアムス公式より）\"))","v":""}]
[null,null,"⑥ 損失水頭",null,"=","⑤×(②＋③)×安全率"]
[null,null,null,null,"=",{"$f":"IF(F546=\"\",\"\",F546/1000)","v":""},"× (",{"$f":"IF(F543=\"\",\"\",F543)","v":""},"＋",{"$f":"IF(F544=\"\",\"\",F544)","v":""},") ×",{"$f":"IF(幹栓区間!$AJ$10=\"\",\"\",幹栓区間!$AJ$10)","v":1.1000000000000001}]
[null,null,null,null,"=",{"$f":"IF(幹栓区間!$AJ$41=\"\",\"\",幹栓区間!$AJ$41)","v":""},"ｍ"]
[null,null,"⑦ 立上り",null,"=",{"$f":"IF(幹栓区間!$N$41=\"\",0,ROUND(幹栓区間!$N$41,2))","v":0},"ｍ"]
[null,null,"⑧ 他損失水頭等",null,"=",{"$f":"IF(幹栓区間!$AD$41=\"\",0,ROUND(幹栓区間!$AD$41,2))","v":0},"ｍ",{"$f":"IF(幹栓区間!$AE$41=\"\",\"\",\"（\"&幹栓区間!$AE$41&\"）\")","v":""}]
[null,null,"⑨ 区間所要水頭 h31",null,"=","⑥＋⑦＋⑧"]
[null,null,null,null,"=",{"$f":"IF(F549=\"\",\"\",F549)","v":""},"＋",{"$f":"IF(F550=\"\",\"\",F550)","v":0},"＋",{"$f":"IF(F551=\"\",\"\",F551)","v":0}]
[null,null,null,null,"=",{"$f":"IF(幹栓区間!$F$41=\"\",\"\",幹栓区間!$F$41)","v":""},"ｍ"]
[null,null,"⑩ 累計所要水頭 H31",null,"=","h31＋H30"]
[null,null,null,null,"=",{"$f":"IF(F554=\"\",\"\",F554)","v":""},"＋",{"$f":"IF(F539=\"\",\"\",F539)","v":""}]
[null,null,null,null,"=",{"$f":"IF(幹栓区間!$E$41=\"\",\"\",幹栓区間!$E$41)","v":""},"ｍ"]
[]
[null,"32．区　間",null,{"$f":"IF(幹栓区間!$J$42=\"\",\"\",幹栓区間!$J$42)","v":""}]
[null,null,"① 仮定口径",null,"=",{"$f":"IF(幹栓区間!$L$42=\"\",\"\",幹栓区間!$L$42)","v":""},"ｍｍ"]
[null,null,"② 管延長",null,"=",{"$f":"IF(幹栓区間!$M$42=\"\",\"\",幹栓区間!$M$42)","v":""},"ｍ"]
[null,null,"③ 直管換算長",null,"=",{"$f":"IF(幹栓区間!$AZ$42=\"\",\"\",幹栓区間!$AZ$42)","v":""},"ｍ"]
[null,null,"④ 流量",null,"=",{"$f":"IF(幹栓区間!$H$42=\"\",\"\",幹栓区間!$H$42)","v":""},"Ｌ/sec   ……",null,{"$f":"IF(幹栓区間!$K$10=\"戸\",\"（\"&幹栓区間!K42&\"戸対象）\",\"（\"&幹栓区間!K42&\"人対象）\")","v":"（戸対象）"}]
[null,null,"⑤ 動水勾配",null,"=",{"$f":"IF(幹栓区間!$AH$42=\"\",\"\",幹栓区間!$AH$42)","v":""},"‰",{"$f":"IF(幹栓区間!$AG$42=\"\",\"\",IF(幹栓区間!$AG$42=\"W\",\"（ウエストン公式より）\",\"（Ｈ．ウィリアムス公式より）\"))","v":""}]
[null,null,"⑥ 損失水頭",null,"=","⑤×(②＋③)×安全率"]
[null,null,null,null,"=",{"$f":"IF(F564=\"\",\"\",F564/1000)","v":""},"× (",{"$f":"IF(F561=\"\",\"\",F561)","v":""},"＋",{"$f":"IF(F562=\"\",\"\",F562)","v":""},") ×",{"$f":"IF(幹栓区間!$AJ$10=\"\",\"\",幹栓区間!$AJ$10)","v":1.1000000000000001}]
[null,null,null,null,"=",{"$f":"IF(幹栓区間!$AJ$42=\"\",\"\",幹栓区間!$AJ$42)","v":""},"ｍ"]
[null,null,"⑦ 立上り",null,"=",{"$f":"IF(幹栓区間!$N$42=\"\",0,ROUND(幹栓区間!$N$42,2))","v":0},"ｍ"]
[null,null,"⑧ 他損失水頭等",null,"=",{"$f":"IF(幹栓区間!$AD$42=\"\",0,ROUND(幹栓区間!$AD$42,2))","v":0},"ｍ",{"$f":"IF(幹栓区間!$AE$42=\"\",\"\",\"（\"&幹栓区間!$AE$42&\"）\")","v":""}]
[null,null,"⑨ 区間所要水頭 h32",null,"=","⑥＋⑦＋⑧"]
[null,null,null,null,"=",{"$f":"IF(F567=\"\",\"\",F567)","v":""},"＋",{"$f":"IF(F568=\"\",\"\",F568)","v":0},"＋",{"$f":"IF(F569=\"\",\"\",F569)","v":0}]
[null,null,null,null,"=",{"$f":"IF(幹栓区間!$F$42=\"\",\"\",幹栓区間!$F$42)","v":""},"ｍ"]
[null,null,"⑩ 累計所要水頭 H32",null,"=","h32＋H31"]
[null,null,null,null,"=",{"$f":"IF(F572=\"\",\"\",F572)","v":""},"＋",{"$f":"IF(F557=\"\",\"\",F557)","v":""}]
[null,null,null,null,"=",{"$f":"IF(幹栓区間!$E$42=\"\",\"\",幹栓区間!$E$42)","v":""},"ｍ"]
[]
[null,"33．区　間",null,{"$f":"IF(幹栓区間!$J$43=\"\",\"\",幹栓区間!$J$43)","v":""}]
[null,null,"① 仮定口径",null,"=",{"$f":"IF(幹栓区間!$L$43=\"\",\"\",幹栓区間!$L$43)","v":""},"ｍｍ"]
[null,null,"② 管延長",null,"=",{"$f":"IF(幹栓区間!$M$43=\"\",\"\",幹栓区間!$M$43)","v":""},"ｍ"]
[null,null,"③ 直管換算長",null,"=",{"$f":"IF(幹栓区間!$AZ$43=\"\",\"\",幹栓区間!$AZ$43)","v":""},"ｍ"]
[null,null,"④ 流量",null,"=",{"$f":"IF(幹栓区間!$H$43=\"\",\"\",幹栓区間!$H$43)","v":""},"Ｌ/sec   ……",null,{"$f":"IF(幹栓区間!$K$10=\"戸\",\"（\"&幹栓区間!K43&\"戸対象）\",\"（\"&幹栓区間!K43&\"人対象）\")","v":"（戸対象）"}]
[null,null,"⑤ 動水勾配",null,"=",{"$f":"IF(幹栓区間!$AH$43=\"\",\"\",幹栓区間!$AH$43)","v":""},"‰",{"$f":"IF(幹栓区間!$AG$43=\"\",\"\",IF(幹栓区間!$AG$43=\"W\",\"（ウエストン公式より）\",\"（Ｈ．ウィリアムス公式より）\"))","v":""}]
[null,null,"⑥ 損失水頭",null,"=","⑤×(②＋③)×安全率"]
[null,null,null,null,"=",{"$f":"IF(F582=\"\",\"\",F582/1000)","v":""},"× (",{"$f":"IF(F579=\"\",\"\",F579)","v":""},"＋",{"$f":"IF(F580=\"\",\"\",F580)","v":""},") ×",{"$f":"IF(幹栓区間!$AJ$10=\"\",\"\",幹栓区間!$AJ$10)","v":1.1000000000000001}]
[null,null,null,null,"=",{"$f":"IF(幹栓区間!$AJ$43=\"\",\"\",幹栓区間!$AJ$43)","v":""},"ｍ"]
[null,null,"⑦ 立上り",null,"=",{"$f":"IF(幹栓区間!$N$43=\"\",0,ROUND(幹栓区間!$N$43,2))","v":0},"ｍ"]
[null,null,"⑧ 他損失水頭等",null,"=",{"$f":"IF(幹栓区間!$AD$43=\"\",0,ROUND(幹栓区間!$AD$43,2))","v":0},"ｍ",{"$f":"IF(幹栓区間!$AE$43=\"\",\"\",\"（\"&幹栓区間!$AE$43&\"）\")","v":""}]
[null,null,"⑨ 区間所要水頭 h33",null,"=","⑥＋⑦＋⑧"]
[null,null,null,null,"=",{"$f":"IF(F585=\"\",\"\",F585)","v":""},"＋",{"$f":"IF(F586=\"\",\"\",F586)","v":0},"＋",{"$f":"IF(F587=\"\",\"\",F587)","v":0}]
[null,null,null,null,"=",{"$f":"IF(幹栓区間!$F$43=\"\",\"\",幹栓区間!$F$43)","v":""},"ｍ"]
[null,null,"⑩ 累計所要水頭 H33",null,"=","h33＋H32"]
[null,null,null,null,"=",{"$f":"IF(F590=\"\",\"\",F590)","v":""},"＋",{"$f":"IF(F575=\"\",\"\",F575)","v":""}]
[null,null,null,null,"=",{"$f":"IF(幹栓区間!$E$43=\"\",\"\",幹栓区間!$E$43)","v":""},"ｍ"]
[]
[null,"34．区　間",null,{"$f":"IF(幹栓区間!$J$44=\"\",\"\",幹栓区間!$J$44)","v":""}]
[null,null,"① 仮定口径",null,"=",{"$f":"IF(幹栓区間!$L$44=\"\",\"\",幹栓区間!$L$44)","v":""},"ｍｍ"]
[null,null,"② 管延長",null,"=",{"$f":"IF(幹栓区間!$M$44=\"\",\"\",幹栓区間!$M$44)","v":""},"ｍ"]
[null,null,"③ 直管換算長",null,"=",{"$f":"IF(幹栓区間!$AZ$44=\"\",\"\",幹栓区間!$AZ$44)","v":""},"ｍ"]
[null,null,"④ 流量",null,"=",{"$f":"IF(幹栓区間!$H$44=\"\",\"\",幹栓区間!$H$44)","v":""},"Ｌ/sec   ……",null,{"$f":"IF(幹栓区間!$K$10=\"戸\",\"（\"&幹栓区間!K44&\"戸対象）\",\"（\"&幹栓区間!K44&\"人対象）\")","v":"（戸対象）"}]
[null,null,"⑤ 動水勾配",null,"=",{"$f":"IF(幹栓区間!$AH$44=\"\",\"\",幹栓区間!$AH$44)","v":""},"‰",{"$f":"IF(幹栓区間!$AG$44=\"\",\"\",IF(幹栓区間!$AG$44=\"W\",\"（ウエストン公式より）\",\"（Ｈ．ウィリアムス公式より）\"))","v":""}]
[null,null,"⑥ 損失水頭",null,"=","⑤×(②＋③)×安全率"]
[null,null,null,null,"=",{"$f":"IF(F600=\"\",\"\",F600/1000)","v":""},"× (",{"$f":"IF(F597=\"\",\"\",F597)","v":""},"＋",{"$f":"IF(F598=\"\",\"\",F598)","v":""},") ×",{"$f":"IF(幹栓区間!$AJ$10=\"\",\"\",幹栓区間!$AJ$10)","v":1.1000000000000001}]
[null,null,null,null,"=",{"$f":"IF(幹栓区間!$AJ$44=\"\",\"\",幹栓区間!$AJ$44)","v":""},"ｍ"]
[null,null,"⑦ 立上り",null,"=",{"$f":"IF(幹栓区間!$N$44=\"\",0,ROUND(幹栓区間!$N$44,2))","v":0},"ｍ"]
[null,null,"⑧ 他損失水頭等",null,"=",{"$f":"IF(幹栓区間!$AD$44=\"\",0,ROUND(幹栓区間!$AD$44,2))","v":0},"ｍ",{"$f":"IF(幹栓区間!$AE$44=\"\",\"\",\"（\"&幹栓区間!$AE$44&\"）\")","v":""}]
[null,null,"⑨ 区間所要水頭 h34",null,"=","⑥＋⑦＋⑧"]
[null,null,null,null,"=",{"$f":"IF(F603=\"\",\"\",F603)","v":""},"＋",{"$f":"IF(F604=\"\",\"\",F604)","v":0},"＋",{"$f":"IF(F605=\"\",\"\",F605)","v":0}]
[null,null,null,null,"=",{"$f":"IF(幹栓区間!$F$44=\"\",\"\",幹栓区間!$F$44)","v":""},"ｍ"]
[null,null,"⑩ 累計所要水頭 H34",null,"=","h34＋H33"]
[null,null,null,null,"=",{"$f":"IF(F608=\"\",\"\",F608)","v":""},"＋",{"$f":"IF(F593=\"\",\"\",F593)","v":""}]
[null,null,null,null,"=",{"$f":"IF(幹栓区間!$E$44=\"\",\"\",幹栓区間!$E$44)","v":""},"ｍ"]
[]
[null,"35．区　間",null,{"$f":"IF(幹栓区間!$J$45=\"\",\"\",幹栓区間!$J$45)","v":""}]
[null,null,"① 仮定口径",null,"=",{"$f":"IF(幹栓区間!$L$45=\"\",\"\",幹栓区間!$L$45)","v":""},"ｍｍ"]
[null,null,"② 管延長",null,"=",{"$f":"IF(幹栓区間!$M$45=\"\",\"\",幹栓区間!$M$45)","v":""},"ｍ"]
[null,null,"③ 直管換算長",null,"=",{"$f":"IF(幹栓区間!$AZ$45=\"\",\"\",幹栓区間!$AZ$45)","v":""},"ｍ"]
[null,null,"④ 流量",null,"=",{"$f":"IF(幹栓区間!$H$45=\"\",\"\",幹栓区間!$H$45)","v":""},"Ｌ/sec   ……",null,{"$f":"IF(幹栓区間!$K$10=\"戸\",\"（\"&幹栓区間!K45&\"戸対象）\",\"（\"&幹栓区間!K45&\"人対象）\")","v":"（戸対象）"}]
[null,null,"⑤ 動水勾配",null,"=",{"$f":"IF(幹栓区間!$AH$45=\"\",\"\",幹栓区間!$AH$45)","v":""},"‰",{"$f":"IF(幹栓区間!$AG$45=\"\",\"\",IF(幹栓区間!$AG$45=\"W\",\"（ウエストン公式より）\",\"（Ｈ．ウィリアムス公式より）\"))","v":""}]
[null,null,"⑥ 損失水頭",null,"=","⑤×(②＋③)×安全率"]
[null,null,null,null,"=",{"$f":"IF(F618=\"\",\"\",F618/1000)","v":""},"× (",{"$f":"IF(F615=\"\",\"\",F615)","v":""},"＋",{"$f":"IF(F616=\"\",\"\",F616)","v":""},") ×",{"$f":"IF(幹栓区間!$AJ$10=\"\",\"\",幹栓区間!$AJ$10)","v":1.1000000000000001}]
[null,null,null,null,"=",{"$f":"IF(幹栓区間!$AJ$45=\"\",\"\",幹栓区間!$AJ$45)","v":""},"ｍ"]
[null,null,"⑦ 立上り",null,"=",{"$f":"IF(幹栓区間!$N$45=\"\",0,ROUND(幹栓区間!$N$45,2))","v":0},"ｍ"]
[null,null,"⑧ 他損失水頭等",null,"=",{"$f":"IF(幹栓区間!$AD$45=\"\",0,ROUND(幹栓区間!$AD$45,2))","v":0},"ｍ",{"$f":"IF(幹栓区間!$AE$45=\"\",\"\",\"（\"&幹栓区間!$AE$45&\"）\")","v":""}]
[null,null,"⑨ 区間所要水頭 h35",null,"=","⑥＋⑦＋⑧"]
[null,null,null,null,"=",{"$f":"IF(F621=\"\",\"\",F621)","v":""},"＋",{"$f":"IF(F622=\"\",\"\",F622)","v":0},"＋",{"$f":"IF(F623=\"\",\"\",F623)","v":0}]
[null,null,null,null,"=",{"$f":"IF(幹栓区間!$F$45=\"\",\"\",幹栓区間!$F$45)","v":""},"ｍ"]
[null,null,"⑩ 累計所要水頭 H35",null,"=","h35＋H34"]
[null,null,null,null,"=",{"$f":"IF(F626=\"\",\"\",F626)","v":""},"＋",{"$f":"IF(F611=\"\",\"\",F611)","v":""}]
[null,null,null,null,"=",{"$f":"IF(幹栓区間!$E$45=\"\",\"\",幹栓区間!$E$45)","v":""},"ｍ"]
[]
[null,"36．区　間",null,{"$f":"IF(幹栓区間!$J$46=\"\",\"\",幹栓区間!$J$46)","v":""}]
[null,null,"① 仮定口径",null,"=",{"$f":"IF(幹栓区間!$L$46=\"\",\"\",幹栓区間!$L$46)","v":""},"ｍｍ"]
[null,null,"② 管延長",null,"=",{"$f":"IF(幹栓区間!$M$46=\"\",\"\",幹栓区間!$M$46)","v":""},"ｍ"]
[null,null,"③ 直管換算長",null,"=",{"$f":"IF(幹栓区間!$AZ$46=\"\",\"\",幹栓区間!$AZ$46)","v":""},"ｍ"]
[null,null,"④ 流量",null,"=",{"$f":"IF(幹栓区間!$H$46=\"\",\"\",幹栓区間!$H$46)","v":""},"Ｌ/sec   ……",null,{"$f":"IF(幹栓区間!$K$10=\"戸\",\"（\"&幹栓区間!K46&\"戸対象）\",\"（\"&幹栓区間!K46&\"人対象）\")","v":"（戸対象）"}]
[null,null,"⑤ 動水勾配",null,"=",{"$f":"IF(幹栓区間!$AH$46=\"\",\"\",幹栓区間!$AH$46)","v":""},"‰",{"$f":"IF(幹栓区間!$AG$46=\"\",\"\",IF(幹栓区間!$AG$46=\"W\",\"（ウエストン公式より）\",\"（Ｈ．ウィリアムス公式より）\"))","v":""}]
[null,null,"⑥ 損失水頭",null,"=","⑤×(②＋③)×安全率"]
[null,null,null,null,"=",{"$f":"IF(F636=\"\",\"\",F636/1000)","v":""},"× (",{"$f":"IF(F633=\"\",\"\",F633)","v":""},"＋",{"$f":"IF(F634=\"\",\"\",F634)","v":""},") ×",{"$f":"IF(幹栓区間!$AJ$10=\"\",\"\",幹栓区間!$AJ$10)","v":1.1000000000000001}]
[null,null,null,null,"=",{"$f":"IF(幹栓区間!$AJ$46=\"\",\"\",幹栓区間!$AJ$46)","v":""},"ｍ"]
[null,null,"⑦ 立上り",null,"=",{"$f":"IF(幹栓区間!$N$46=\"\",0,ROUND(幹栓区間!$N$46,2))","v":0},"ｍ"]
[null,null,"⑧ 他損失水頭等",null,"=",{"$f":"IF(幹栓区間!$AD$46=\"\",0,ROUND(幹栓区間!$AD$46,2))","v":0},"ｍ",{"$f":"IF(幹栓区間!$AE$46=\"\",\"\",\"（\"&幹栓区間!$AE$46&\"）\")","v":""}]
[null,null,"⑨ 区間所要水頭 h36",null,"=","⑥＋⑦＋⑧"]
[null,null,null,null,"=",{"$f":"IF(F639=\"\",\"\",F639)","v":""},"＋",{"$f":"IF(F640=\"\",\"\",F640)","v":0},"＋",{"$f":"IF(F641=\"\",\"\",F641)","v":0}]
[null,null,null,null,"=",{"$f":"IF(幹栓区間!$F$46=\"\",\"\",幹栓区間!$F$46)","v":""},"ｍ"]
[null,null,"⑩ 累計所要水頭 H36",null,"=","h36＋H35"]
[null,null,null,null,"=",{"$f":"IF(F644=\"\",\"\",F644)","v":""},"＋",{"$f":"IF(F629=\"\",\"\",F629)","v":""}]
[null,null,null,null,"=",{"$f":"IF(幹栓区間!$E$46=\"\",\"\",幹栓区間!$E$46)","v":""},"ｍ"]
[]
[null,"37．区　間",null,{"$f":"IF(幹栓区間!$J$47=\"\",\"\",幹栓区間!$J$47)","v":""}]
[null,null,"① 仮定口径",null,"=",{"$f":"IF(幹栓区間!$L$47=\"\",\"\",幹栓区間!$L$47)","v":""},"ｍｍ"]
[null,null,"② 管延長",null,"=",{"$f":"IF(幹栓区間!$M$47=\"\",\"\",幹栓区間!$M$47)","v":""},"ｍ"]
[null,null,"③ 直管換算長",null,"=",{"$f":"IF(幹栓区間!$AZ$47=\"\",\"\",幹栓区間!$AZ$47)","v":""},"ｍ"]
[null,null,"④ 流量",null,"=",{"$f":"IF(幹栓区間!$H$47=\"\",\"\",幹栓区間!$H$47)","v":""},"Ｌ/sec   ……",null,{"$f":"IF(幹栓区間!$K$10=\"戸\",\"（\"&幹栓区間!K47&\"戸対象）\",\"（\"&幹栓区間!K47&\"人対象）\")","v":"（戸対象）"}]
[null,null,"⑤ 動水勾配",null,"=",{"$f":"IF(幹栓区間!$AH$47=\"\",\"\",幹栓区間!$AH$47)","v":""},"‰",{"$f":"IF(幹栓区間!$AG$47=\"\",\"\",IF(幹栓区間!$AG$47=\"W\",\"（ウエストン公式より）\",\"（Ｈ．ウィリアムス公式より）\"))","v":""}]
[null,null,"⑥ 損失水頭",null,"=","⑤×(②＋③)×安全率"]
[null,null,null,null,"=",{"$f":"IF(F654=\"\",\"\",F654/1000)","v":""},"× (",{"$f":"IF(F651=\"\",\"\",F651)","v":""},"＋",{"$f":"IF(F652=\"\",\"\",F652)","v":""},") ×",{"$f":"IF(幹栓区間!$AJ$10=\"\",\"\",幹栓区間!$AJ$10)","v":1.1000000000000001}]
[null,null,null,null,"=",{"$f":"IF(幹栓区間!$AJ$47=\"\",\"\",幹栓区間!$AJ$47)","v":""},"ｍ"]
[null,null,"⑦ 立上り",null,"=",{"$f":"IF(幹栓区間!$N$47=\"\",0,ROUND(幹栓区間!$N$47,2))","v":0},"ｍ"]
[null,null,"⑧ 他損失水頭等",null,"=",{"$f":"IF(幹栓区間!$AD$47=\"\",0,ROUND(幹栓区間!$AD$47,2))","v":0},"ｍ",{"$f":"IF(幹栓区間!$AE$47=\"\",\"\",\"（\"&幹栓区間!$AE$47&\"）\")","v":""}]
[null,null,"⑨ 区間所要水頭 h37",null,"=","⑥＋⑦＋⑧"]
[null,null,null,null,"=",{"$f":"IF(F657=\"\",\"\",F657)","v":""},"＋",{"$f":"IF(F658=\"\",\"\",F658)","v":0},"＋",{"$f":"IF(F659=\"\",\"\",F659)","v":0}]
[null,null,null,null,"=",{"$f":"IF(幹栓区間!$F$47=\"\",\"\",幹栓区間!$F$47)","v":""},"ｍ"]
[null,null,"⑩ 累計所要水頭 H37",null,"=","h37＋H36"]
[null,null,null,null,"=",{"$f":"IF(F662=\"\",\"\",F662)","v":""},"＋",{"$f":"IF(F647=\"\",\"\",F647)","v":""}]
[null,null,null,null,"=",{"$f":"IF(幹栓区間!$E$47=\"\",\"\",幹栓区間!$E$47)","v":""},"ｍ"]
[]
[null,"38．区　間",null,{"$f":"IF(幹栓区間!$J$48=\"\",\"\",幹栓区間!$J$48)","v":""}]
[null,null,"① 仮定口径",null,"=",{"$f":"IF(幹栓区間!$L$48=\"\",\"\",幹栓区間!$L$48)","v":""},"ｍｍ"]
[null,null,"② 管延長",null,"=",{"$f":"IF(幹栓区間!$M$48=\"\",\"\",幹栓区間!$M$48)","v":""},"ｍ"]
[null,null,"③ 直管換算長",null,"=",{"$f":"IF(幹栓区間!$AZ$48=\"\",\"\",幹栓区間!$AZ$48)","v":""},"ｍ"]
[null,null,"④ 流量",null,"=",{"$f":"IF(幹栓区間!$H$48=\"\",\"\",幹栓区間!$H$48)","v":""},"Ｌ/sec   ……",null,{"$f":"IF(幹栓区間!$K$10=\"戸\",\"（\"&幹栓区間!K48&\"戸対象）\",\"（\"&幹栓区間!K48&\"人対象）\")","v":"（戸対象）"}]
[null,null,"⑤ 動水勾配",null,"=",{"$f":"IF(幹栓区間!$AH$48=\"\",\"\",幹栓区間!$AH$48)","v":""},"‰",{"$f":"IF(幹栓区間!$AG$48=\"\",\"\",IF(幹栓区間!$AG$48=\"W\",\"（ウエストン公式より）\",\"（Ｈ．ウィリアムス公式より）\"))","v":""}]
[null,null,"⑥ 損失水頭",null,"=","⑤×(②＋③)×安全率"]
[null,null,null,null,"=",{"$f":"IF(F672=\"\",\"\",F672/1000)","v":""},"× (",{"$f":"IF(F669=\"\",\"\",F669)","v":""},"＋",{"$f":"IF(F670=\"\",\"\",F670)","v":""},") ×",{"$f":"IF(幹栓区間!$AJ$10=\"\",\"\",幹栓区間!$AJ$10)","v":1.1000000000000001}]
[null,null,null,null,"=",{"$f":"IF(幹栓区間!$AJ$48=\"\",\"\",幹栓区間!$AJ$48)","v":""},"ｍ"]
[null,null,"⑦ 立上り",null,"=",{"$f":"IF(幹栓区間!$N$48=\"\",0,ROUND(幹栓区間!$N$48,2))","v":0},"ｍ"]
[null,null,"⑧ 他損失水頭等",null,"=",{"$f":"IF(幹栓区間!$AD$48=\"\",0,ROUND(幹栓区間!$AD$48,2))","v":0},"ｍ",{"$f":"IF(幹栓区間!$AE$48=\"\",\"\",\"（\"&幹栓区間!$AE$48&\"）\")","v":""}]
[null,null,"⑨ 区間所要水頭 h38",null,"=","⑥＋⑦＋⑧"]
[null,null,null,null,"=",{"$f":"IF(F675=\"\",\"\",F675)","v":""},"＋",{"$f":"IF(F676=\"\",\"\",F676)","v":0},"＋",{"$f":"IF(F677=\"\",\"\",F677)","v":0}]
[null,null,null,null,"=",{"$f":"IF(幹栓区間!$F$48=\"\",\"\",幹栓区間!$F$48)","v":""},"ｍ"]
[null,null,"⑩ 累計所要水頭 H38",null,"=","h38＋H37"]
[null,null,null,null,"=",{"$f":"IF(F680=\"\",\"\",F680)","v":""},"＋",{"$f":"IF(F665=\"\",\"\",F665)","v":""}]
[null,null,null,null,"=",{"$f":"IF(幹栓区間!$E$48=\"\",\"\",幹栓区間!$E$48)","v":""},"ｍ"]
[]
[null,"39．区　間",null,{"$f":"IF(幹栓区間!$J$49=\"\",\"\",幹栓区間!$J$49)","v":""}]
[null,null,"① 仮定口径",null,"=",{"$f":"IF(幹栓区間!$L$49=\"\",\"\",幹栓区間!$L$49)","v":""},"ｍｍ"]
[null,null,"② 管延長",null,"=",{"$f":"IF(幹栓区間!$M$49=\"\",\"\",幹栓区間!$M$49)","v":""},"ｍ"]
[null,null,"③ 直管換算長",null,"=",{"$f":"IF(幹栓区間!$AZ$49=\"\",\"\",幹栓区間!$AZ$49)","v":""},"ｍ"]
[null,null,"④ 流量",null,"=",{"$f":"IF(幹栓区間!$H$49=\"\",\"\",幹栓区間!$H$49)","v":""},"Ｌ/sec   ……",null,{"$f":"IF(幹栓区間!$K$10=\"戸\",\"（\"&幹栓区間!K49&\"戸対象）\",\"（\"&幹栓区間!K49&\"人対象）\")","v":"（戸対象）"}]
[null,null,"⑤ 動水勾配",null,"=",{"$f":"IF(幹栓区間!$AH$49=\"\",\"\",幹栓区間!$AH$49)","v":""},"‰",{"$f":"IF(幹栓区間!$AG$49=\"\",\"\",IF(幹栓区間!$AG$49=\"W\",\"（ウエストン公式より）\",\"（Ｈ．ウィリアムス公式より）\"))","v":""}]
[null,null,"⑥ 損失水頭",null,"=","⑤×(②＋③)×安全率"]
[null,null,null,null,"=",{"$f":"IF(F690=\"\",\"\",F690/1000)","v":""},"× (",{"$f":"IF(F687=\"\",\"\",F687)","v":""},"＋",{"$f":"IF(F688=\"\",\"\",F688)","v":""},") ×",{"$f":"IF(幹栓区間!$AJ$10=\"\",\"\",幹栓区間!$AJ$10)","v":1.1000000000000001}]
[null,null,null,null,"=",{"$f":"IF(幹栓区間!$AJ$49=\"\",\"\",幹栓区間!$AJ$49)","v":""},"ｍ"]
[null,null,"⑦ 立上り",null,"=",{"$f":"IF(幹栓区間!$N$49=\"\",0,ROUND(幹栓区間!$N$49,2))","v":0},"ｍ"]
[null,null,"⑧ 他損失水頭等",null,"=",{"$f":"IF(幹栓区間!$AD$49=\"\",0,ROUND(幹栓区間!$AD$49,2))","v":0},"ｍ",{"$f":"IF(幹栓区間!$AE$49=\"\",\"\",\"（\"&幹栓区間!$AE$49&\"）\")","v":""}]
[null,null,"⑨ 区間所要水頭 h39",null,"=","⑥＋⑦＋⑧"]
[null,null,null,null,"=",{"$f":"IF(F693=\"\",\"\",F693)","v":""},"＋",{"$f":"IF(F694=\"\",\"\",F694)","v":0},"＋",{"$f":"IF(F695=\"\",\"\",F695)","v":0}]
[null,null,null,null,"=",{"$f":"IF(幹栓区間!$F$49=\"\",\"\",幹栓区間!$F$49)","v":""},"ｍ"]
[null,null,"⑩ 累計所要水頭 H39",null,"=","h39＋H38"]
[null,null,null,null,"=",{"$f":"IF(F698=\"\",\"\",F698)","v":""},"＋",{"$f":"IF(F683=\"\",\"\",F683)","v":""}]
[null,null,null,null,"=",{"$f":"IF(幹栓区間!$E$49=\"\",\"\",幹栓区間!$E$49)","v":""},"ｍ"]
[]
[null,"40．区　間",null,{"$f":"IF(幹栓区間!$J$50=\"\",\"\",幹栓区間!$J$50)","v":""}]
[null,null,"① 仮定口径",null,"=",{"$f":"IF(幹栓区間!$L$50=\"\",\"\",幹栓区間!$L$50)","v":""},"ｍｍ"]
[null,null,"② 管延長",null,"=",{"$f":"IF(幹栓区間!$M$50=\"\",\"\",幹栓区間!$M$50)","v":""},"ｍ"]
[null,null,"③ 直管換算長",null,"=",{"$f":"IF(幹栓区間!$AZ$50=\"\",\"\",幹栓区間!$AZ$50)","v":""},"ｍ"]
[null,null,"④ 流量",null,"=",{"$f":"IF(幹栓区間!$H$50=\"\",\"\",幹栓区間!$H$50)","v":""},"Ｌ/sec   ……",null,{"$f":"IF(幹栓区間!$K$10=\"戸\",\"（\"&幹栓区間!K50&\"戸対象）\",\"（\"&幹栓区間!K50&\"人対象）\")","v":"（戸対象）"}]
[null,null,"⑤ 動水勾配",null,"=",{"$f":"IF(幹栓区間!$AH$50=\"\",\"\",幹栓区間!$AH$50)","v":""},"‰",{"$f":"IF(幹栓区間!$AG$50=\"\",\"\",IF(幹栓区間!$AG$50=\"W\",\"（ウエストン公式より）\",\"（Ｈ．ウィリアムス公式より）\"))","v":""}]
[null,null,"⑥ 損失水頭",null,"=","⑤×(②＋③)×安全率"]
[null,null,null,null,"=",{"$f":"IF(F708=\"\",\"\",F708/1000)","v":""},"× (",{"$f":"IF(F705=\"\",\"\",F705)","v":""},"＋",{"$f":"IF(F706=\"\",\"\",F706)","v":""},") ×",{"$f":"IF(幹栓区間!$AJ$10=\"\",\"\",幹栓区間!$AJ$10)","v":1.1000000000000001}]
[null,null,null,null,"=",{"$f":"IF(幹栓区間!$AJ$50=\"\",\"\",幹栓区間!$AJ$50)","v":""},"ｍ"]
[null,null,"⑦ 立上り",null,"=",{"$f":"IF(幹栓区間!$N$50=\"\",0,ROUND(幹栓区間!$N$50,2))","v":0},"ｍ"]
[null,null,"⑧ 他損失水頭等",null,"=",{"$f":"IF(幹栓区間!$AD$50=\"\",0,ROUND(幹栓区間!$AD$50,2))","v":0},"ｍ",{"$f":"IF(幹栓区間!$AE$50=\"\",\"\",\"（\"&幹栓区間!$AE$50&\"）\")","v":""}]
[null,null,"⑨ 区間所要水頭 h40",null,"=","⑥＋⑦＋⑧"]
[null,null,null,null,"=",{"$f":"IF(F711=\"\",\"\",F711)","v":""},"＋",{"$f":"IF(F712=\"\",\"\",F712)","v":0},"＋",{"$f":"IF(F713=\"\",\"\",F713)","v":0}]
[null,null,null,null,"=",{"$f":"IF(幹栓区間!$F$50=\"\",\"\",幹栓区間!$F$50)","v":""},"ｍ"]
[null,null,"⑩ 累計所要水頭 H40",null,"=","h40＋H39"]
[null,null,null,null,"=",{"$f":"IF(F716=\"\",\"\",F716)","v":""},"＋",{"$f":"IF(F701=\"\",\"\",F701)","v":""}]
[null,null,null,null,"=",{"$f":"IF(幹栓区間!$E$50=\"\",\"\",幹栓区間!$E$50)","v":""},"ｍ"]
[]
[null,"41．区　間",null,{"$f":"IF(幹栓区間!$J$51=\"\",\"\",幹栓区間!$J$51)","v":""}]
[null,null,"① 仮定口径",null,"=",{"$f":"IF(幹栓区間!$L$51=\"\",\"\",幹栓区間!$L$51)","v":""},"ｍｍ"]
[null,null,"② 管延長",null,"=",{"$f":"IF(幹栓区間!$M$51=\"\",\"\",幹栓区間!$M$51)","v":""},"ｍ"]
[null,null,"③ 直管換算長",null,"=",{"$f":"IF(幹栓区間!$AZ$51=\"\",\"\",幹栓区間!$AZ$51)","v":""},"ｍ"]
[null,null,"④ 流量",null,"=",{"$f":"IF(幹栓区間!$H$51=\"\",\"\",幹栓区間!$H$51)","v":""},"Ｌ/sec   ……",null,{"$f":"IF(幹栓区間!$K$10=\"戸\",\"（\"&幹栓区間!K51&\"戸対象）\",\"（\"&幹栓区間!K51&\"人対象）\")","v":"（戸対象）"}]
[null,null,"⑤ 動水勾配",null,"=",{"$f":"IF(幹栓区間!$AH$51=\"\",\"\",幹栓区間!$AH$51)","v":""},"‰",{"$f":"IF(幹栓区間!$AG$51=\"\",\"\",IF(幹栓区間!$AG$51=\"W\",\"（ウエストン公式より）\",\"（Ｈ．ウィリアムス公式より）\"))","v":""}]
[null,null,"⑥ 損失水頭",null,"=","⑤×(②＋③)×安全率"]
[null,null,null,null,"=",{"$f":"IF(F726=\"\",\"\",F726/1000)","v":""},"× (",{"$f":"IF(F723=\"\",\"\",F723)","v":""},"＋",{"$f":"IF(F724=\"\",\"\",F724)","v":""},") ×",{"$f":"IF(幹栓区間!$AJ$10=\"\",\"\",幹栓区間!$AJ$10)","v":1.1000000000000001}]
[null,null,null,null,"=",{"$f":"IF(幹栓区間!$AJ$51=\"\",\"\",幹栓区間!$AJ$51)","v":""},"ｍ"]
[null,null,"⑦ 立上り",null,"=",{"$f":"IF(幹栓区間!$N$51=\"\",0,ROUND(幹栓区間!$N$51,2))","v":0},"ｍ"]
[null,null,"⑧ 他損失水頭等",null,"=",{"$f":"IF(幹栓区間!$AD$51=\"\",0,ROUND(幹栓区間!$AD$51,2))","v":0},"ｍ",{"$f":"IF(幹栓区間!$AE$51=\"\",\"\",\"（\"&幹栓区間!$AE$51&\"）\")","v":""}]
[null,null,"⑨ 区間所要水頭 h41",null,"=","⑥＋⑦＋⑧"]
[null,null,null,null,"=",{"$f":"IF(F729=\"\",\"\",F729)","v":""},"＋",{"$f":"IF(F730=\"\",\"\",F730)","v":0},"＋",{"$f":"IF(F731=\"\",\"\",F731)","v":0}]
[null,null,null,null,"=",{"$f":"IF(幹栓区間!$F$51=\"\",\"\",幹栓区間!$F$51)","v":""},"ｍ"]
[null,null,"⑩ 累計所要水頭 H41",null,"=","h41＋H40"]
[null,null,null,null,"=",{"$f":"IF(F734=\"\",\"\",F734)","v":""},"＋",{"$f":"IF(F719=\"\",\"\",F719)","v":""}]
[null,null,null,null,"=",{"$f":"IF(幹栓区間!$E$51=\"\",\"\",幹栓区間!$E$51)","v":""},"ｍ"]
[]
[null,"42．区　間",null,{"$f":"IF(幹栓区間!$J$52=\"\",\"\",幹栓区間!$J$52)","v":""}]
[null,null,"① 仮定口径",null,"=",{"$f":"IF(幹栓区間!$L$52=\"\",\"\",幹栓区間!$L$52)","v":""},"ｍｍ"]
[null,null,"② 管延長",null,"=",{"$f":"IF(幹栓区間!$M$52=\"\",\"\",幹栓区間!$M$52)","v":""},"ｍ"]
[null,null,"③ 直管換算長",null,"=",{"$f":"IF(幹栓区間!$AZ$52=\"\",\"\",幹栓区間!$AZ$52)","v":""},"ｍ"]
[null,null,"④ 流量",null,"=",{"$f":"IF(幹栓区間!$H$52=\"\",\"\",幹栓区間!$H$52)","v":""},"Ｌ/sec   ……",null,{"$f":"IF(幹栓区間!$K$10=\"戸\",\"（\"&幹栓区間!K52&\"戸対象）\",\"（\"&幹栓区間!K52&\"人対象）\")","v":"（戸対象）"}]
[null,null,"⑤ 動水勾配",null,"=",{"$f":"IF(幹栓区間!$AH$52=\"\",\"\",幹栓区間!$AH$52)","v":""},"‰",{"$f":"IF(幹栓区間!$AG$52=\"\",\"\",IF(幹栓区間!$AG$52=\"W\",\"（ウエストン公式より）\",\"（Ｈ．ウィリアムス公式より）\"))","v":""}]
[null,null,"⑥ 損失水頭",null,"=","⑤×(②＋③)×安全率"]
[null,null,null,null,"=",{"$f":"IF(F744=\"\",\"\",F744/1000)","v":""},"× (",{"$f":"IF(F741=\"\",\"\",F741)","v":""},"＋",{"$f":"IF(F742=\"\",\"\",F742)","v":""},") ×",{"$f":"IF(幹栓区間!$AJ$10=\"\",\"\",幹栓区間!$AJ$10)","v":1.1000000000000001}]
[null,null,null,null,"=",{"$f":"IF(幹栓区間!$AJ$52=\"\",\"\",幹栓区間!$AJ$52)","v":""},"ｍ"]
[null,null,"⑦ 立上り",null,"=",{"$f":"IF(幹栓区間!$N$52=\"\",0,ROUND(幹栓区間!$N$52,2))","v":0},"ｍ"]
[null,null,"⑧ 他損失水頭等",null,"=",{"$f":"IF(幹栓区間!$AD$52=\"\",0,ROUND(幹栓区間!$AD$52,2))","v":0},"ｍ",{"$f":"IF(幹栓区間!$AE$52=\"\",\"\",\"（\"&幹栓区間!$AE$52&\"）\")","v":""}]
[null,null,"⑨ 区間所要水頭 h42",null,"=","⑥＋⑦＋⑧"]
[null,null,null,null,"=",{"$f":"IF(F747=\"\",\"\",F747)","v":""},"＋",{"$f":"IF(F748=\"\",\"\",F748)","v":0},"＋",{"$f":"IF(F749=\"\",\"\",F749)","v":0}]
[null,null,null,null,"=",{"$f":"IF(幹栓区間!$F$52=\"\",\"\",幹栓区間!$F$52)","v":""},"ｍ"]
[null,null,"⑩ 累計所要水頭 H42",null,"=","h42＋H41"]
[null,null,null,null,"=",{"$f":"IF(F752=\"\",\"\",F752)","v":""},"＋",{"$f":"IF(F737=\"\",\"\",F737)","v":""}]
[null,null,null,null,"=",{"$f":"IF(幹栓区間!$E$52=\"\",\"\",幹栓区間!$E$52)","v":""},"ｍ"]
[]
[null,"43．区　間",null,{"$f":"IF(幹栓区間!$J$53=\"\",\"\",幹栓区間!$J$53)","v":""}]
[null,null,"① 仮定口径",null,"=",{"$f":"IF(幹栓区間!$L$53=\"\",\"\",幹栓区間!$L$53)","v":""},"ｍｍ"]
[null,null,"② 管延長",null,"=",{"$f":"IF(幹栓区間!$M$53=\"\",\"\",幹栓区間!$M$53)","v":""},"ｍ"]
[null,null,"③ 直管換算長",null,"=",{"$f":"IF(幹栓区間!$AZ$53=\"\",\"\",幹栓区間!$AZ$53)","v":""},"ｍ"]
[null,null,"④ 流量",null,"=",{"$f":"IF(幹栓区間!$H$53=\"\",\"\",幹栓区間!$H$53)","v":""},"Ｌ/sec   ……",null,{"$f":"IF(幹栓区間!$K$10=\"戸\",\"（\"&幹栓区間!K53&\"戸対象）\",\"（\"&幹栓区間!K53&\"人対象）\")","v":"（戸対象）"}]
[null,null,"⑤ 動水勾配",null,"=",{"$f":"IF(幹栓区間!$AH$53=\"\",\"\",幹栓区間!$AH$53)","v":""},"‰",{"$f":"IF(幹栓区間!$AG$53=\"\",\"\",IF(幹栓区間!$AG$53=\"W\",\"（ウエストン公式より）\",\"（Ｈ．ウィリアムス公式より）\"))","v":""}]
[null,null,"⑥ 損失水頭",null,"=","⑤×(②＋③)×安全率"]
[null,null,null,null,"=",{"$f":"IF(F762=\"\",\"\",F762/1000)","v":""},"× (",{"$f":"IF(F759=\"\",\"\",F759)","v":""},"＋",{"$f":"IF(F760=\"\",\"\",F760)","v":""},") ×",{"$f":"IF(幹栓区間!$AJ$10=\"\",\"\",幹栓区間!$AJ$10)","v":1.1000000000000001}]
[null,null,null,null,"=",{"$f":"IF(幹栓区間!$AJ$53=\"\",\"\",幹栓区間!$AJ$53)","v":""},"ｍ"]
[null,null,"⑦ 立上り",null,"=",{"$f":"IF(幹栓区間!$N$53=\"\",0,ROUND(幹栓区間!$N$53,2))","v":0},"ｍ"]
[null,null,"⑧ 他損失水頭等",null,"=",{"$f":"IF(幹栓区間!$AD$53=\"\",0,ROUND(幹栓区間!$AD$53,2))","v":0},"ｍ",{"$f":"IF(幹栓区間!$AE$53=\"\",\"\",\"（\"&幹栓区間!$AE$53&\"）\")","v":""}]
[null,null,"⑨ 区間所要水頭 h43",null,"=","⑥＋⑦＋⑧"]
[null,null,null,null,"=",{"$f":"IF(F765=\"\",\"\",F765)","v":""},"＋",{"$f":"IF(F766=\"\",\"\",F766)","v":0},"＋",{"$f":"IF(F767=\"\",\"\",F767)","v":0}]
[null,null,null,null,"=",{"$f":"IF(幹栓区間!$F$53=\"\",\"\",幹栓区間!$F$53)","v":""},"ｍ"]
[null,null,"⑩ 累計所要水頭 H43",null,"=","h43＋H42"]
[null,null,null,null,"=",{"$f":"IF(F770=\"\",\"\",F770)","v":""},"＋",{"$f":"IF(F755=\"\",\"\",F755)","v":""}]
[null,null,null,null,"=",{"$f":"IF(幹栓区間!$E$53=\"\",\"\",幹栓区間!$E$53)","v":""},"ｍ"]
[]
[null,"44．区　間",null,{"$f":"IF(幹栓区間!$J$54=\"\",\"\",幹栓区間!$J$54)","v":""}]
[null,null,"① 仮定口径",null,"=",{"$f":"IF(幹栓区間!$L$54=\"\",\"\",幹栓区間!$L$54)","v":""},"ｍｍ"]
[null,null,"② 管延長",null,"=",{"$f":"IF(幹栓区間!$M$54=\"\",\"\",幹栓区間!$M$54)","v":""},"ｍ"]
[null,null,"③ 直管換算長",null,"=",{"$f":"IF(幹栓区間!$AZ$54=\"\",\"\",幹栓区間!$AZ$54)","v":""},"ｍ"]
[null,null,"④ 流量",null,"=",{"$f":"IF(幹栓区間!$H$54=\"\",\"\",幹栓区間!$H$54)","v":""},"Ｌ/sec   ……",null,{"$f":"IF(幹栓区間!$K$10=\"戸\",\"（\"&幹栓区間!K54&\"戸対象）\",\"（\"&幹栓区間!K54&\"人対象）\")","v":"（戸対象）"}]
[null,null,"⑤ 動水勾配",null,"=",{"$f":"IF(幹栓区間!$AH$54=\"\",\"\",幹栓区間!$AH$54)","v":""},"‰",{"$f":"IF(幹栓区間!$AG$54=\"\",\"\",IF(幹栓区間!$AG$54=\"W\",\"（ウエストン公式より）\",\"（Ｈ．ウィリアムス公式より）\"))","v":""}]
[null,null,"⑥ 損失水頭",null,"=","⑤×(②＋③)×安全率"]
[null,null,null,null,"=",{"$f":"IF(F780=\"\",\"\",F780/1000)","v":""},"× (",{"$f":"IF(F777=\"\",\"\",F777)","v":""},"＋",{"$f":"IF(F778=\"\",\"\",F778)","v":""},") ×",{"$f":"IF(幹栓区間!$AJ$10=\"\",\"\",幹栓区間!$AJ$10)","v":1.1000000000000001}]
[null,null,null,null,"=",{"$f":"IF(幹栓区間!$AJ$54=\"\",\"\",幹栓区間!$AJ$54)","v":""},"ｍ"]
[null,null,"⑦ 立上り",null,"=",{"$f":"IF(幹栓区間!$N$54=\"\",0,ROUND(幹栓区間!$N$54,2))","v":0},"ｍ"]
[null,null,"⑧ 他損失水頭等",null,"=",{"$f":"IF(幹栓区間!$AD$54=\"\",0,ROUND(幹栓区間!$AD$54,2))","v":0},"ｍ",{"$f":"IF(幹栓区間!$AE$54=\"\",\"\",\"（\"&幹栓区間!$AE$54&\"）\")","v":""}]
[null,null,"⑨ 区間所要水頭 h44",null,"=","⑥＋⑦＋⑧"]
[null,null,null,null,"=",{"$f":"IF(F783=\"\",\"\",F783)","v":""},"＋",{"$f":"IF(F784=\"\",\"\",F784)","v":0},"＋",{"$f":"IF(F785=\"\",\"\",F785)","v":0}]
[null,null,null,null,"=",{"$f":"IF(幹栓区間!$F$54=\"\",\"\",幹栓区間!$F$54)","v":""},"ｍ"]
[null,null,"⑩ 累計所要水頭 H44",null,"=","h44＋H43"]
[null,null,null,null,"=",{"$f":"IF(F788=\"\",\"\",F788)","v":""},"＋",{"$f":"IF(F773=\"\",\"\",F773)","v":""}]
[null,null,null,null,"=",{"$f":"IF(幹栓区間!$E$54=\"\",\"\",幹栓区間!$E$54)","v":""},"ｍ"]
[]
[null,"45．区　間",null,{"$f":"IF(幹栓区間!$J$55=\"\",\"\",幹栓区間!$J$55)","v":""}]
[null,null,"① 仮定口径",null,"=",{"$f":"IF(幹栓区間!$L$55=\"\",\"\",幹栓区間!$L$55)","v":""},"ｍｍ"]
[null,null,"② 管延長",null,"=",{"$f":"IF(幹栓区間!$M$55=\"\",\"\",幹栓区間!$M$55)","v":""},"ｍ"]
[null,null,"③ 直管換算長",null,"=",{"$f":"IF(幹栓区間!$AZ$55=\"\",\"\",幹栓区間!$AZ$55)","v":""},"ｍ"]
[null,null,"④ 流量",null,"=",{"$f":"IF(幹栓区間!$H$55=\"\",\"\",幹栓区間!$H$55)","v":""},"Ｌ/sec   ……",null,{"$f":"IF(幹栓区間!$K$10=\"戸\",\"（\"&幹栓区間!K55&\"戸対象）\",\"（\"&幹栓区間!K55&\"人対象）\")","v":"（戸対象）"}]
[null,null,"⑤ 動水勾配",null,"=",{"$f":"IF(幹栓区間!$AH$55=\"\",\"\",幹栓区間!$AH$55)","v":""},"‰",{"$f":"IF(幹栓区間!$AG$55=\"\",\"\",IF(幹栓区間!$AG$55=\"W\",\"（ウエストン公式より）\",\"（Ｈ．ウィリアムス公式より）\"))","v":""}]
[null,null,"⑥ 損失水頭",null,"=","⑤×(②＋③)×安全率"]
[null,null,null,null,"=",{"$f":"IF(F798=\"\",\"\",F798/1000)","v":""},"× (",{"$f":"IF(F795=\"\",\"\",F795)","v":""},"＋",{"$f":"IF(F796=\"\",\"\",F796)","v":""},") ×",{"$f":"IF(幹栓区間!$AJ$10=\"\",\"\",幹栓区間!$AJ$10)","v":1.1000000000000001}]
[null,null,null,null,"=",{"$f":"IF(幹栓区間!$AJ$55=\"\",\"\",幹栓区間!$AJ$55)","v":""},"ｍ"]
[null,null,"⑦ 立上り",null,"=",{"$f":"IF(幹栓区間!$N$55=\"\",0,ROUND(幹栓区間!$N$55,2))","v":0},"ｍ"]
[null,null,"⑧ 他損失水頭等",null,"=",{"$f":"IF(幹栓区間!$AD$55=\"\",0,ROUND(幹栓区間!$AD$55,2))","v":0},"ｍ",{"$f":"IF(幹栓区間!$AE$55=\"\",\"\",\"（\"&幹栓区間!$AE$55&\"）\")","v":""}]
[null,null,"⑨ 区間所要水頭 h45",null,"=","⑥＋⑦＋⑧"]
[null,null,null,null,"=",{"$f":"IF(F801=\"\",\"\",F801)","v":""},"＋",{"$f":"IF(F802=\"\",\"\",F802)","v":0},"＋",{"$f":"IF(F803=\"\",\"\",F803)","v":0}]
[null,null,null,null,"=",{"$f":"IF(幹栓区間!$F$55=\"\",\"\",幹栓区間!$F$55)","v":""},"ｍ"]
[null,null,"⑩ 累計所要水頭 H45",null,"=","h45＋H44"]
[null,null,null,null,"=",{"$f":"IF(F806=\"\",\"\",F806)","v":""},"＋",{"$f":"IF(F791=\"\",\"\",F791)","v":""}]
[null,null,null,null,"=",{"$f":"IF(幹栓区間!$E$55=\"\",\"\",幹栓区間!$E$55)","v":""},"ｍ"]
[]
[null,"46．区　間",null,{"$f":"IF(幹栓区間!$J$56=\"\",\"\",幹栓区間!$J$56)","v":""}]
[null,null,"① 仮定口径",null,"=",{"$f":"IF(幹栓区間!$L$56=\"\",\"\",幹栓区間!$L$56)","v":""},"ｍｍ"]
[null,null,"② 管延長",null,"=",{"$f":"IF(幹栓区間!$M$56=\"\",\"\",幹栓区間!$M$56)","v":""},"ｍ"]
[null,null,"③ 直管換算長",null,"=",{"$f":"IF(幹栓区間!$AZ$56=\"\",\"\",幹栓区間!$AZ$56)","v":""},"ｍ"]
[null,null,"④ 流量",null,"=",{"$f":"IF(幹栓区間!$H$56=\"\",\"\",幹栓区間!$H$56)","v":""},"Ｌ/sec   ……",null,{"$f":"IF(幹栓区間!$K$10=\"戸\",\"（\"&幹栓区間!K56&\"戸対象）\",\"（\"&幹栓区間!K56&\"人対象）\")","v":"（戸対象）"}]
[null,null,"⑤ 動水勾配",null,"=",{"$f":"IF(幹栓区間!$AH$56=\"\",\"\",幹栓区間!$AH$56)","v":""},"‰",{"$f":"IF(幹栓区間!$AG$56=\"\",\"\",IF(幹栓区間!$AG$56=\"W\",\"（ウエストン公式より）\",\"（Ｈ．ウィリアムス公式より）\"))","v":""}]
[null,null,"⑥ 損失水頭",null,"=","⑤×(②＋③)×安全率"]
[null,null,null,null,"=",{"$f":"IF(F816=\"\",\"\",F816/1000)","v":""},"× (",{"$f":"IF(F813=\"\",\"\",F813)","v":""},"＋",{"$f":"IF(F814=\"\",\"\",F814)","v":""},") ×",{"$f":"IF(幹栓区間!$AJ$10=\"\",\"\",幹栓区間!$AJ$10)","v":1.1000000000000001}]
[null,null,null,null,"=",{"$f":"IF(幹栓区間!$AJ$56=\"\",\"\",幹栓区間!$AJ$56)","v":""},"ｍ"]
[null,null,"⑦ 立上り",null,"=",{"$f":"IF(幹栓区間!$N$56=\"\",0,ROUND(幹栓区間!$N$56,2))","v":0},"ｍ"]
[null,null,"⑧ 他損失水頭等",null,"=",{"$f":"IF(幹栓区間!$AD$56=\"\",0,ROUND(幹栓区間!$AD$56,2))","v":0},"ｍ",{"$f":"IF(幹栓区間!$AE$56=\"\",\"\",\"（\"&幹栓区間!$AE$56&\"）\")","v":""}]
[null,null,"⑨ 区間所要水頭 h46",null,"=","⑥＋⑦＋⑧"]
[null,null,null,null,"=",{"$f":"IF(F819=\"\",\"\",F819)","v":""},"＋",{"$f":"IF(F820=\"\",\"\",F820)","v":0},"＋",{"$f":"IF(F821=\"\",\"\",F821)","v":0}]
[null,null,null,null,"=",{"$f":"IF(幹栓区間!$F$56=\"\",\"\",幹栓区間!$F$56)","v":""},"ｍ"]
[null,null,"⑩ 累計所要水頭 H46",null,"=","h46＋H45"]
[null,null,null,null,"=",{"$f":"IF(F824=\"\",\"\",F824)","v":""},"＋",{"$f":"IF(F809=\"\",\"\",F809)","v":""}]
[null,null,null,null,"=",{"$f":"IF(幹栓区間!$E$56=\"\",\"\",幹栓区間!$E$56)","v":""},"ｍ"]
[]
[null,"47．区　間",null,{"$f":"IF(幹栓区間!$J$57=\"\",\"\",幹栓区間!$J$57)","v":""}]
[null,null,"① 仮定口径",null,"=",{"$f":"IF(幹栓区間!$L$57=\"\",\"\",幹栓区間!$L$57)","v":""},"ｍｍ"]
[null,null,"② 管延長",null,"=",{"$f":"IF(幹栓区間!$M$57=\"\",\"\",幹栓区間!$M$57)","v":""},"ｍ"]
[null,null,"③ 直管換算長",null,"=",{"$f":"IF(幹栓区間!$AZ$57=\"\",\"\",幹栓区間!$AZ$57)","v":""},"ｍ"]
[null,null,"④ 流量",null,"=",{"$f":"IF(幹栓区間!$H$57=\"\",\"\",幹栓区間!$H$57)","v":""},"Ｌ/sec   ……",null,{"$f":"IF(幹栓区間!$K$10=\"戸\",\"（\"&幹栓区間!K57&\"戸対象）\",\"（\"&幹栓区間!K57&\"人対象）\")","v":"（戸対象）"}]
[null,null,"⑤ 動水勾配",null,"=",{"$f":"IF(幹栓区間!$AH$57=\"\",\"\",幹栓区間!$AH$57)","v":""},"‰",{"$f":"IF(幹栓区間!$AG$57=\"\",\"\",IF(幹栓区間!$AG$57=\"W\",\"（ウエストン公式より）\",\"（Ｈ．ウィリアムス公式より）\"))","v":""}]
[null,null,"⑥ 損失水頭",null,"=","⑤×(②＋③)×安全率"]
[null,null,null,null,"=",{"$f":"IF(F834=\"\",\"\",F834/1000)","v":""},"× (",{"$f":"IF(F831=\"\",\"\",F831)","v":""},"＋",{"$f":"IF(F832=\"\",\"\",F832)","v":""},") ×",{"$f":"IF(幹栓区間!$AJ$10=\"\",\"\",幹栓区間!$AJ$10)","v":1.1000000000000001}]
[null,null,null,null,"=",{"$f":"IF(幹栓区間!$AJ$57=\"\",\"\",幹栓区間!$AJ$57)","v":""},"ｍ"]
[null,null,"⑦ 立上り",null,"=",{"$f":"IF(幹栓区間!$N$57=\"\",0,ROUND(幹栓区間!$N$57,2))","v":0},"ｍ"]
[null,null,"⑧ 他損失水頭等",null,"=",{"$f":"IF(幹栓区間!$AD$57=\"\",0,ROUND(幹栓区間!$AD$57,2))","v":0},"ｍ",{"$f":"IF(幹栓区間!$AE$57=\"\",\"\",\"（\"&幹栓区間!$AE$57&\"）\")","v":""}]
[null,null,"⑨ 区間所要水頭 h47",null,"=","⑥＋⑦＋⑧"]
[null,null,null,null,"=",{"$f":"IF(F837=\"\",\"\",F837)","v":""},"＋",{"$f":"IF(F838=\"\",\"\",F838)","v":0},"＋",{"$f":"IF(F839=\"\",\"\",F839)","v":0}]
[null,null,null,null,"=",{"$f":"IF(幹栓区間!$F$57=\"\",\"\",幹栓区間!$F$57)","v":""},"ｍ"]
[null,null,"⑩ 累計所要水頭 H47",null,"=","h47＋H46"]
[null,null,null,null,"=",{"$f":"IF(F842=\"\",\"\",F842)","v":""},"＋",{"$f":"IF(F827=\"\",\"\",F827)","v":""}]
[null,null,null,null,"=",{"$f":"IF(幹栓区間!$E$57=\"\",\"\",幹栓区間!$E$57)","v":""},"ｍ"]
[]
[null,"48．区　間",null,{"$f":"IF(幹栓区間!$J$58=\"\",\"\",幹栓区間!$J$58)","v":""}]
[null,null,"① 仮定口径",null,"=",{"$f":"IF(幹栓区間!$L$58=\"\",\"\",幹栓区間!$L$58)","v":""},"ｍｍ"]
[null,null,"② 管延長",null,"=",{"$f":"IF(幹栓区間!$M$58=\"\",\"\",幹栓区間!$M$58)","v":""},"ｍ"]
[null,null,"③ 直管換算長",null,"=",{"$f":"IF(幹栓区間!$AZ$58=\"\",\"\",幹栓区間!$AZ$58)","v":""},"ｍ"]
[null,null,"④ 流量",null,"=",{"$f":"IF(幹栓区間!$H$58=\"\",\"\",幹栓区間!$H$58)","v":""},"Ｌ/sec   ……",null,{"$f":"IF(幹栓区間!$K$10=\"戸\",\"（\"&幹栓区間!K58&\"戸対象）\",\"（\"&幹栓区間!K58&\"人対象）\")","v":"（戸対象）"}]
[null,null,"⑤ 動水勾配",null,"=",{"$f":"IF(幹栓区間!$AH$58=\"\",\"\",幹栓区間!$AH$58)","v":""},"‰",{"$f":"IF(幹栓区間!$AG$58=\"\",\"\",IF(幹栓区間!$AG$58=\"W\",\"（ウエストン公式より）\",\"（Ｈ．ウィリアムス公式より）\"))","v":""}]
[null,null,"⑥ 損失水頭",null,"=","⑤×(②＋③)×安全率"]
[null,null,null,null,"=",{"$f":"IF(F852=\"\",\"\",F852/1000)","v":""},"× (",{"$f":"IF(F849=\"\",\"\",F849)","v":""},"＋",{"$f":"IF(F850=\"\",\"\",F850)","v":""},") ×",{"$f":"IF(幹栓区間!$AJ$10=\"\",\"\",幹栓区間!$AJ$10)","v":1.1000000000000001}]
[null,null,null,null,"=",{"$f":"IF(幹栓区間!$AJ$58=\"\",\"\",幹栓区間!$AJ$58)","v":""},"ｍ"]
[null,null,"⑦ 立上り",null,"=",{"$f":"IF(幹栓区間!$N$58=\"\",0,ROUND(幹栓区間!$N$58,2))","v":0},"ｍ"]
[null,null,"⑧ 他損失水頭等",null,"=",{"$f":"IF(幹栓区間!$AD$58=\"\",0,ROUND(幹栓区間!$AD$58,2))","v":0},"ｍ",{"$f":"IF(幹栓区間!$AE$58=\"\",\"\",\"（\"&幹栓区間!$AE$58&\"）\")","v":""}]
[null,null,"⑨ 区間所要水頭 h48",null,"=","⑥＋⑦＋⑧"]
[null,null,null,null,"=",{"$f":"IF(F855=\"\",\"\",F855)","v":""},"＋",{"$f":"IF(F856=\"\",\"\",F856)","v":0},"＋",{"$f":"IF(F857=\"\",\"\",F857)","v":0}]
[null,null,null,null,"=",{"$f":"IF(幹栓区間!$F$58=\"\",\"\",幹栓区間!$F$58)","v":""},"ｍ"]
[null,null,"⑩ 累計所要水頭 H48",null,"=","h48＋H47"]
[null,null,null,null,"=",{"$f":"IF(F860=\"\",\"\",F860)","v":""},"＋",{"$f":"IF(F845=\"\",\"\",F845)","v":""}]
[null,null,null,null,"=",{"$f":"IF(幹栓区間!$E$58=\"\",\"\",幹栓区間!$E$58)","v":""},"ｍ"]
[]
[null,"49．区　間",null,{"$f":"IF(幹栓区間!$J$59=\"\",\"\",幹栓区間!$J$59)","v":""}]
[null,null,"① 仮定口径",null,"=",{"$f":"IF(幹栓区間!$L$59=\"\",\"\",幹栓区間!$L$59)","v":""},"ｍｍ"]
[null,null,"② 管延長",null,"=",{"$f":"IF(幹栓区間!$M$59=\"\",\"\",幹栓区間!$M$59)","v":""},"ｍ"]
[null,null,"③ 直管換算長",null,"=",{"$f":"IF(幹栓区間!$AZ$59=\"\",\"\",幹栓区間!$AZ$59)","v":""},"ｍ"]
[null,null,"④ 流量",null,"=",{"$f":"IF(幹栓区間!$H$59=\"\",\"\",幹栓区間!$H$59)","v":""},"Ｌ/sec   ……",null,{"$f":"IF(幹栓区間!$K$10=\"戸\",\"（\"&幹栓区間!K59&\"戸対象）\",\"（\"&幹栓区間!K59&\"人対象）\")","v":"（戸対象）"}]
[null,null,"⑤ 動水勾配",null,"=",{"$f":"IF(幹栓区間!$AH$59=\"\",\"\",幹栓区間!$AH$59)","v":""},"‰",{"$f":"IF(幹栓区間!$AG$59=\"\",\"\",IF(幹栓区間!$AG$59=\"W\",\"（ウエストン公式より）\",\"（Ｈ．ウィリアムス公式より）\"))","v":""}]
[null,null,"⑥ 損失水頭",null,"=","⑤×(②＋③)×安全率"]
[null,null,null,null,"=",{"$f":"IF(F870=\"\",\"\",F870/1000)","v":""},"× (",{"$f":"IF(F867=\"\",\"\",F867)","v":""},"＋",{"$f":"IF(F868=\"\",\"\",F868)","v":""},") ×",{"$f":"IF(幹栓区間!$AJ$10=\"\",\"\",幹栓区間!$AJ$10)","v":1.1000000000000001}]
[null,null,null,null,"=",{"$f":"IF(幹栓区間!$AJ$59=\"\",\"\",幹栓区間!$AJ$59)","v":""},"ｍ"]
[null,null,"⑦ 立上り",null,"=",{"$f":"IF(幹栓区間!$N$59=\"\",0,ROUND(幹栓区間!$N$59,2))","v":0},"ｍ"]
[null,null,"⑧ 他損失水頭等",null,"=",{"$f":"IF(幹栓区間!$AD$59=\"\",0,ROUND(幹栓区間!$AD$59,2))","v":0},"ｍ",{"$f":"IF(幹栓区間!$AE$59=\"\",\"\",\"（\"&幹栓区間!$AE$59&\"）\")","v":""}]
[null,null,"⑨ 区間所要水頭 h49",null,"=","⑥＋⑦＋⑧"]
[null,null,null,null,"=",{"$f":"IF(F873=\"\",\"\",F873)","v":""},"＋",{"$f":"IF(F874=\"\",\"\",F874)","v":0},"＋",{"$f":"IF(F875=\"\",\"\",F875)","v":0}]
[null,null,null,null,"=",{"$f":"IF(幹栓区間!$F$59=\"\",\"\",幹栓区間!$F$59)","v":""},"ｍ"]
[null,null,"⑩ 累計所要水頭 H49",null,"=","h49＋H48"]
[null,null,null,null,"=",{"$f":"IF(F878=\"\",\"\",F878)","v":""},"＋",{"$f":"IF(F863=\"\",\"\",F863)","v":""}]
[null,null,null,null,"=",{"$f":"IF(幹栓区間!$E$59=\"\",\"\",幹栓区間!$E$59)","v":""},"ｍ"]
[]
[null,"50．区　間",null,{"$f":"IF(幹栓区間!$J$60=\"\",\"\",幹栓区間!$J$60)","v":""}]
[null,null,"① 仮定口径",null,"=",{"$f":"IF(幹栓区間!$L$60=\"\",\"\",幹栓区間!$L$60)","v":""},"ｍｍ"]
[null,null,"② 管延長",null,"=",{"$f":"IF(幹栓区間!$M$60=\"\",\"\",幹栓区間!$M$60)","v":""},"ｍ"]
[null,null,"③ 直管換算長",null,"=",{"$f":"IF(幹栓区間!$AZ$60=\"\",\"\",幹栓区間!$AZ$60)","v":""},"ｍ"]
[null,null,"④ 流量",null,"=",{"$f":"IF(幹栓区間!$H$60=\"\",\"\",幹栓区間!$H$60)","v":""},"Ｌ/sec   ……",null,{"$f":"IF(幹栓区間!$K$10=\"戸\",\"（\"&幹栓区間!K60&\"戸対象）\",\"（\"&幹栓区間!K60&\"人対象）\")","v":"（戸対象）"}]
[null,null,"⑤ 動水勾配",null,"=",{"$f":"IF(幹栓区間!$AH$60=\"\",\"\",幹栓区間!$AH$60)","v":""},"‰",{"$f":"IF(幹栓区間!$AG$60=\"\",\"\",IF(幹栓区間!$AG$60=\"W\",\"（ウエストン公式より）\",\"（Ｈ．ウィリアムス公式より）\"))","v":""}]
[null,null,"⑥ 損失水頭",null,"=","⑤×(②＋③)×安全率"]
[null,null,null,null,"=",{"$f":"IF(F888=\"\",\"\",F888/1000)","v":""},"× (",{"$f":"IF(F885=\"\",\"\",F885)","v":""},"＋",{"$f":"IF(F886=\"\",\"\",F886)","v":""},") ×",{"$f":"IF(幹栓区間!$AJ$10=\"\",\"\",幹栓区間!$AJ$10)","v":1.1000000000000001}]
[null,null,null,null,"=",{"$f":"IF(幹栓区間!$AJ$60=\"\",\"\",幹栓区間!$AJ$60)","v":""},"ｍ"]
[null,null,"⑦ 立上り",null,"=",{"$f":"IF(幹栓区間!$N$60=\"\",0,ROUND(幹栓区間!$N$60,2))","v":0},"ｍ"]
[null,null,"⑧ 他損失水頭等",null,"=",{"$f":"IF(幹栓区間!$AD$60=\"\",0,ROUND(幹栓区間!$AD$60,2))","v":0},"ｍ",{"$f":"IF(幹栓区間!$AE$60=\"\",\"\",\"（\"&幹栓区間!$AE$60&\"）\")","v":""}]
[null,null,"⑨ 区間所要水頭 h50",null,"=","⑥＋⑦＋⑧"]
[null,null,null,null,"=",{"$f":"IF(F891=\"\",\"\",F891)","v":""},"＋",{"$f":"IF(F892=\"\",\"\",F892)","v":0},"＋",{"$f":"IF(F893=\"\",\"\",F893)","v":0}]
[null,null,null,null,"=",{"$f":"IF(幹栓区間!$F$60=\"\",\"\",幹栓区間!$F$60)","v":""},"ｍ"]
[null,null,"⑩ 累計所要水頭 H50",null,"=","h50＋H49"]
[null,null,null,null,"=",{"$f":"IF(F896=\"\",\"\",F896)","v":""},"＋",{"$f":"IF(F881=\"\",\"\",F881)","v":""}]
[null,null,null,null,"=",{"$f":"IF(幹栓区間!$E$60=\"\",\"\",幹栓区間!$E$60)","v":""},"ｍ"]

{"sheet":"6損失水頭計算表幹栓損失無","index":55,"n_rows":66,"n_cols":14,"rows_kept":66,"cut":false,"hidden":true,"merged":[[63,1,63,3],[2,1,3,1],[2,2,3,2],[29,1,29,3],[35,1,36,1],[35,2,36,2]]}
[null,{"$f":"IF(幹栓区間!$I$10<26,\"損失水頭計算表-幹栓 \",\"損失水頭計算表-幹栓 ( 1 / 2 )\")","v":"損失水頭計算表-幹栓 "}]
[]
[null,"区間数","区間名","口径","管延長","直管\n換算長","管長計",{"$f":"IF(幹栓区間!$K$9=\"戸数\",\"戸数\",\"居住人数\")","v":"戸数"},"流量","流速","動水勾配",{"$f":"IF(幹栓2!$B$15=\"設定する\",\"損失水頭\n（※1）\",\"損失水頭\")","v":"損失水頭\n（※1）"},"立上り","所要水頭"]
[null,null,null,"mm","m","m","m",{"$f":"IF(幹栓区間!$K$9=\"戸数\",\"戸\",\"人\")","v":"戸"},"L/sec","m/sec","‰","m","m","m"]
[null,{"$f":"IF(幹栓区間!I11=\"\",\"\",幹栓区間!I11)","v":1},{"$f":"IF(幹栓区間!J11=\"\",\"\",幹栓区間!J11)","v":"A-B"},{"$f":"IF(幹栓区間!L11=\"\",\"\",幹栓区間!L11)","v":40},{"$f":"IF(D5=\"\",\"\",幹栓区間!M11)","v":2},{"$f":"幹栓区間!AZ11","v":1},{"$f":"IF(F5=\"\",\"\",E5+F5)","v":3},{"$f":"IF(幹栓区間!K11=\"\",\"\",幹栓区間!K11)","v":2},{"$f":"IF(幹栓区間!H11=\"\",\"\",幹栓区間!H11)","v":0.88},{"$f":"幹栓区間!G11","v":0.7},{"$f":"幹栓区間!AH11","v":18},{"$f":"幹栓区間!AJ11","v":0.06},{"$f":"IF(D5=\"\",\"\",ROUND(幹栓区間!N11,2))","v":0},{"$f":"IF(幹栓区間!$DA$8=\"この項目を水理計算書に記載する\",\"\",幹栓区間!F11)","v":0.06}]
[null,{"$f":"IF(幹栓区間!I12=\"\",\"\",幹栓区間!I12)","v":2},{"$f":"IF(幹栓区間!J12=\"\",\"\",幹栓区間!J12)","v":"B-C"},{"$f":"IF(幹栓区間!L12=\"\",\"\",幹栓区間!L12)","v":40},{"$f":"IF(D6=\"\",\"\",幹栓区間!M12)","v":1},{"$f":"幹栓区間!AZ12","v":26},27,{"$f":"IF(幹栓区間!K12=\"\",\"\",幹栓区間!K12)","v":3},{"$f":"IF(幹栓区間!H12=\"\",\"\",幹栓区間!H12)","v":1.01},{"$f":"幹栓区間!G12","v":0.8},{"$f":"幹栓区間!AH12","v":23},{"$f":"幹栓区間!AJ12","v":0.68},{"$f":"IF(D6=\"\",\"\",ROUND(幹栓区間!N12,2))","v":0},{"$f":"IF(幹栓区間!$DA$8=\"この項目を水理計算書に記載する\",\"\",幹栓区間!F12)","v":0.68}]
[null,{"$f":"IF(幹栓区間!I13=\"\",\"\",幹栓区間!I13)","v":3},{"$f":"IF(幹栓区間!J13=\"\",\"\",幹栓区間!J13)","v":"C-D"},{"$f":"IF(幹栓区間!L13=\"\",\"\",幹栓区間!L13)","v":40},{"$f":"IF(D7=\"\",\"\",幹栓区間!M13)","v":7},{"$f":"幹栓区間!AZ13","v":0},7,{"$f":"IF(幹栓区間!K13=\"\",\"\",幹栓区間!K13)","v":4},{"$f":"IF(幹栓区間!H13=\"\",\"\",幹栓区間!H13)","v":1.1100000000000001},{"$f":"幹栓区間!G13","v":0.88},{"$f":"幹栓区間!AH13","v":27},{"$f":"幹栓区間!AJ13","v":0.21},{"$f":"IF(D7=\"\",\"\",ROUND(幹栓区間!N13,2))","v":0},{"$f":"IF(幹栓区間!$DA$8=\"この項目を水理計算書に記載する\",\"\",幹栓区間!F13)","v":0.21}]
[null,{"$f":"IF(幹栓区間!I14=\"\",\"\",幹栓区間!I14)","v":4},{"$f":"IF(幹栓区間!J14=\"\",\"\",幹栓区間!J14)","v":"D-E"},{"$f":"IF(幹栓区間!L14=\"\",\"\",幹栓区間!L14)","v":40},{"$f":"IF(D8=\"\",\"\",幹栓区間!M14)","v":1},{"$f":"幹栓区間!AZ14","v":13.5},14.5,{"$f":"IF(幹栓区間!K14=\"\",\"\",幹栓区間!K14)","v":5},{"$f":"IF(幹栓区間!H14=\"\",\"\",幹栓区間!H14)","v":1.19},{"$f":"幹栓区間!G14","v":0.95},{"$f":"幹栓区間!AH14","v":30},{"$f":"幹栓区間!AJ14","v":0.48},{"$f":"IF(D8=\"\",\"\",ROUND(幹栓区間!N14,2))","v":0},{"$f":"IF(幹栓区間!$DA$8=\"この項目を水理計算書に記載する\",\"\",幹栓区間!F14)","v":0.48}]
[null,{"$f":"IF(幹栓区間!I15=\"\",\"\",幹栓区間!I15)","v":5},{"$f":"IF(幹栓区間!J15=\"\",\"\",幹栓区間!J15)","v":"E-F"},{"$f":"IF(幹栓区間!L15=\"\",\"\",幹栓区間!L15)","v":40},{"$f":"IF(D9=\"\",\"\",幹栓区間!M15)","v":2},{"$f":"幹栓区間!AZ15","v":0.3},2.2999999999999998,{"$f":"IF(幹栓区間!K15=\"\",\"\",幹栓区間!K15)","v":6},{"$f":"IF(幹栓区間!H15=\"\",\"\",幹栓区間!H15)","v":1.26},{"$f":"幹栓区間!G15","v":1},{"$f":"幹栓区間!AH15","v":33},{"$f":"幹栓区間!AJ15","v":0.08},{"$f":"IF(D9=\"\",\"\",ROUND(幹栓区間!N15,2))","v":0},{"$f":"IF(幹栓区間!$DA$8=\"この項目を水理計算書に記載する\",\"\",幹栓区間!F15)","v":0.08}]
[null,{"$f":"IF(幹栓区間!I16=\"\",\"\",幹栓区間!I16)","v":6},{"$f":"IF(幹栓区間!J16=\"\",\"\",幹栓区間!J16)","v":"F-G"},{"$f":"IF(幹栓区間!L16=\"\",\"\",幹栓区間!L16)","v":40},{"$f":"IF(D10=\"\",\"\",幹栓区間!M16)","v":1},{"$f":"幹栓区間!AZ16","v":13.5},14.5,{"$f":"IF(幹栓区間!K16=\"\",\"\",幹栓区間!K16)","v":7},{"$f":"IF(幹栓区間!H16=\"\",\"\",幹栓区間!H16)","v":1.33},{"$f":"幹栓区間!G16","v":1.06},{"$f":"幹栓区間!AH16","v":37},{"$f":"幹栓区間!AJ16","v":0.59},{"$f":"IF(D10=\"\",\"\",ROUND(幹栓区間!N16,2))","v":0},{"$f":"IF(幹栓区間!$DA$8=\"この項目を水理計算書に記載する\",\"\",幹栓区間!F16)","v":0.59}]
[null,{"$f":"IF(幹栓区間!I17=\"\",\"\",幹栓区間!I17)","v":7},{"$f":"IF(幹栓区間!J17=\"\",\"\",幹栓区間!J17)","v":"G-H"},{"$f":"IF(幹栓区間!L17=\"\",\"\",幹栓区間!L17)","v":40},{"$f":"IF(D11=\"\",\"\",幹栓区間!M17)","v":7},{"$f":"幹栓区間!AZ17","v":0.3},7.3,{"$f":"IF(幹栓区間!K17=\"\",\"\",幹栓区間!K17)","v":8},{"$f":"IF(幹栓区間!H17=\"\",\"\",幹栓区間!H17)","v":1.39},{"$f":"幹栓区間!G17","v":1.1100000000000001},{"$f":"幹栓区間!AH17","v":40},{"$f":"幹栓区間!AJ17","v":0.32},{"$f":"IF(D11=\"\",\"\",ROUND(幹栓区間!N17,2))","v":0},{"$f":"IF(幹栓区間!$DA$8=\"この項目を水理計算書に記載する\",\"\",幹栓区間!F17)","v":0.32}]
[null,{"$f":"IF(幹栓区間!I18=\"\",\"\",幹栓区間!I18)","v":8},{"$f":"IF(幹栓区間!J18=\"\",\"\",幹栓区間!J18)","v":"H-I"},{"$f":"IF(幹栓区間!L18=\"\",\"\",幹栓区間!L18)","v":40},{"$f":"IF(D12=\"\",\"\",幹栓区間!M18)","v":1},{"$f":"幹栓区間!AZ18","v":9.5},10.5,{"$f":"IF(幹栓区間!K18=\"\",\"\",幹栓区間!K18)","v":9},{"$f":"IF(幹栓区間!H18=\"\",\"\",幹栓区間!H18)","v":1.45},{"$f":"幹栓区間!G18","v":1.1499999999999999},{"$f":"幹栓区間!AH18","v":43},{"$f":"幹栓区間!AJ18","v":0.5},{"$f":"IF(D12=\"\",\"\",ROUND(幹栓区間!N18,2))","v":0},{"$f":"IF(幹栓区間!$DA$8=\"この項目を水理計算書に記載する\",\"\",幹栓区間!F18)","v":0.5}]
[null,{"$f":"IF(幹栓区間!I19=\"\",\"\",幹栓区間!I19)","v":9},{"$f":"IF(幹栓区間!J19=\"\",\"\",幹栓区間!J19)","v":"I-J"},{"$f":"IF(幹栓区間!L19=\"\",\"\",幹栓区間!L19)","v":40},{"$f":"IF(D13=\"\",\"\",幹栓区間!M19)","v":2},{"$f":"幹栓区間!AZ19","v":1.5},3.5,{"$f":"IF(幹栓区間!K19=\"\",\"\",幹栓区間!K19)","v":10},{"$f":"IF(幹栓区間!H19=\"\",\"\",幹栓区間!H19)","v":1.48},{"$f":"幹栓区間!G19","v":1.18},{"$f":"幹栓区間!AH19","v":44},{"$f":"幹栓区間!AJ19","v":0.17},{"$f":"IF(D13=\"\",\"\",ROUND(幹栓区間!N19,2))","v":0},{"$f":"IF(幹栓区間!$DA$8=\"この項目を水理計算書に記載する\",\"\",幹栓区間!F19)","v":0.17}]
[null,{"$f":"IF(幹栓区間!I20=\"\",\"\",幹栓区間!I20)","v":10},{"$f":"IF(幹栓区間!J20=\"\",\"\",幹栓区間!J20)","v":"J-K"},{"$f":"IF(幹栓区間!L20=\"\",\"\",幹栓区間!L20)","v":40},{"$f":"IF(D14=\"\",\"\",幹栓区間!M20)","v":1},{"$f":"幹栓区間!AZ20","v":0},1,{"$f":"IF(幹栓区間!K20=\"\",\"\",幹栓区間!K20)","v":11},{"$f":"IF(幹栓区間!H20=\"\",\"\",幹栓区間!H20)","v":1.58},{"$f":"幹栓区間!G20","v":1.26},{"$f":"幹栓区間!AH20","v":49},{"$f":"幹栓区間!AJ20","v":0.05},{"$f":"IF(D14=\"\",\"\",ROUND(幹栓区間!N20,2))","v":0},{"$f":"IF(幹栓区間!$DA$8=\"この項目を水理計算書に記載する\",\"\",幹栓区間!F20)","v":0.05}]
[null,{"$f":"IF(幹栓区間!I21=\"\",\"\",幹栓区間!I21)","v":11},{"$f":"IF(幹栓区間!J21=\"\",\"\",幹栓区間!J21)","v":"K-L"},{"$f":"IF(幹栓区間!L21=\"\",\"\",幹栓区間!L21)","v":""},{"$f":"IF(D15=\"\",\"\",幹栓区間!M21)","v":""},{"$f":"幹栓区間!AZ21","v":""},"",{"$f":"IF(幹栓区間!K21=\"\",\"\",幹栓区間!K21)","v":12},{"$f":"IF(幹栓区間!H21=\"\",\"\",幹栓区間!H21)","v":""},{"$f":"幹栓区間!G21","v":""},{"$f":"幹栓区間!AH21","v":""},{"$f":"幹栓区間!AJ21","v":""},{"$f":"IF(D15=\"\",\"\",ROUND(幹栓区間!N21,2))","v":""},{"$f":"IF(幹栓区間!$DA$8=\"この項目を水理計算書に記載する\",\"\",幹栓区間!F21)","v":""}]
[null,{"$f":"IF(幹栓区間!I22=\"\",\"\",幹栓区間!I22)","v":12},{"$f":"IF(幹栓区間!J22=\"\",\"\",幹栓区間!J22)","v":"L-M"},{"$f":"IF(幹栓区間!L22=\"\",\"\",幹栓区間!L22)","v":40},{"$f":"IF(D16=\"\",\"\",幹栓区間!M22)","v":1},{"$f":"幹栓区間!AZ22","v":0},1,{"$f":"IF(幹栓区間!K22=\"\",\"\",幹栓区間!K22)","v":13},{"$f":"IF(幹栓区間!H22=\"\",\"\",幹栓区間!H22)","v":1.77},{"$f":"幹栓区間!G22","v":1.41},{"$f":"幹栓区間!AH22","v":60},{"$f":"幹栓区間!AJ22","v":7.0000000000000007E-2},{"$f":"IF(D16=\"\",\"\",ROUND(幹栓区間!N22,2))","v":0},{"$f":"IF(幹栓区間!$DA$8=\"この項目を水理計算書に記載する\",\"\",幹栓区間!F22)","v":7.0000000000000007E-2}]
[null,{"$f":"IF(幹栓区間!I23=\"\",\"\",幹栓区間!I23)","v":13},{"$f":"IF(幹栓区間!J23=\"\",\"\",幹栓区間!J23)","v":"M-N"},{"$f":"IF(幹栓区間!L23=\"\",\"\",幹栓区間!L23)","v":40},{"$f":"IF(D17=\"\",\"\",幹栓区間!M23)","v":2},{"$f":"幹栓区間!AZ23","v":0},2,{"$f":"IF(幹栓区間!K23=\"\",\"\",幹栓区間!K23)","v":14},{"$f":"IF(幹栓区間!H23=\"\",\"\",幹栓区間!H23)","v":1.86},{"$f":"幹栓区間!G23","v":1.48},{"$f":"幹栓区間!AH23","v":66},{"$f":"幹栓区間!AJ23","v":0.15},{"$f":"IF(D17=\"\",\"\",ROUND(幹栓区間!N23,2))","v":0},{"$f":"IF(幹栓区間!$DA$8=\"この項目を水理計算書に記載する\",\"\",幹栓区間!F23)","v":0.15}]
[null,{"$f":"IF(幹栓区間!I24=\"\",\"\",幹栓区間!I24)","v":14},{"$f":"IF(幹栓区間!J24=\"\",\"\",幹栓区間!J24)","v":"N-O"},{"$f":"IF(幹栓区間!L24=\"\",\"\",幹栓区間!L24)","v":40},{"$f":"IF(D18=\"\",\"\",幹栓区間!M24)","v":1},{"$f":"幹栓区間!AZ24","v":0},1,{"$f":"IF(幹栓区間!K24=\"\",\"\",幹栓区間!K24)","v":""},{"$f":"IF(幹栓区間!H24=\"\",\"\",幹栓区間!H24)","v":""},{"$f":"幹栓区間!G24","v":""},{"$f":"幹栓区間!AH24","v":""},{"$f":"幹栓区間!AJ24","v":""},{"$f":"IF(D18=\"\",\"\",ROUND(幹栓区間!N24,2))","v":0},{"$f":"IF(幹栓区間!$DA$8=\"この項目を水理計算書に記載する\",\"\",幹栓区間!F24)","v":""}]
[null,{"$f":"IF(幹栓区間!I25=\"\",\"\",幹栓区間!I25)","v":15},{"$f":"IF(幹栓区間!J25=\"\",\"\",幹栓区間!J25)","v":"O-P"},{"$f":"IF(幹栓区間!L25=\"\",\"\",幹栓区間!L25)","v":40},{"$f":"IF(D19=\"\",\"\",幹栓区間!M25)","v":5.9},{"$f":"幹栓区間!AZ25","v":5.8},11.7,{"$f":"IF(幹栓区間!K25=\"\",\"\",幹栓区間!K25)","v":16},{"$f":"IF(幹栓区間!H25=\"\",\"\",幹栓区間!H25)","v":2.0299999999999998},{"$f":"幹栓区間!G25","v":1.62},{"$f":"幹栓区間!AH25","v":77},{"$f":"幹栓区間!AJ25","v":0.99},{"$f":"IF(D19=\"\",\"\",ROUND(幹栓区間!N25,2))","v":0.9},{"$f":"IF(幹栓区間!$DA$8=\"この項目を水理計算書に記載する\",\"\",幹栓区間!F25)","v":1.8900000000000001}]
[null,{"$f":"IF(幹栓区間!I26=\"\",\"\",幹栓区間!I26)","v":16},{"$f":"IF(幹栓区間!J26=\"\",\"\",幹栓区間!J26)","v":""},{"$f":"IF(幹栓区間!L26=\"\",\"\",幹栓区間!L26)","v":""},{"$f":"IF(D20=\"\",\"\",幹栓区間!M26)","v":""},{"$f":"幹栓区間!AZ26","v":""},"",{"$f":"IF(幹栓区間!K26=\"\",\"\",幹栓区間!K26)","v":""},{"$f":"IF(幹栓区間!H26=\"\",\"\",幹栓区間!H26)","v":""},{"$f":"幹栓区間!G26","v":""},{"$f":"幹栓区間!AH26","v":""},{"$f":"幹栓区間!AJ26","v":""},{"$f":"IF(D20=\"\",\"\",ROUND(幹栓区間!N26,2))","v":""},{"$f":"IF(幹栓区間!$DA$8=\"この項目を水理計算書に記載する\",\"\",幹栓区間!F26)","v":""}]
[null,{"$f":"IF(幹栓区間!I27=\"\",\"\",幹栓区間!I27)","v":17},{"$f":"IF(幹栓区間!J27=\"\",\"\",幹栓区間!J27)","v":""},{"$f":"IF(幹栓区間!L27=\"\",\"\",幹栓区間!L27)","v":""},{"$f":"IF(D21=\"\",\"\",幹栓区間!M27)","v":""},{"$f":"幹栓区間!AZ27","v":""},"",{"$f":"IF(幹栓区間!K27=\"\",\"\",幹栓区間!K27)","v":""},{"$f":"IF(幹栓区間!H27=\"\",\"\",幹栓区間!H27)","v":""},{"$f":"幹栓区間!G27","v":""},{"$f":"幹栓区間!AH27","v":""},{"$f":"幹栓区間!AJ27","v":""},{"$f":"IF(D21=\"\",\"\",ROUND(幹栓区間!N27,2))","v":""},{"$f":"IF(幹栓区間!$DA$8=\"この項目を水理計算書に記載する\",\"\",幹栓区間!F27)","v":""}]
[null,{"$f":"IF(幹栓区間!I28=\"\",\"\",幹栓区間!I28)","v":18},{"$f":"IF(幹栓区間!J28=\"\",\"\",幹栓区間!J28)","v":""},{"$f":"IF(幹栓区間!L28=\"\",\"\",幹栓区間!L28)","v":""},{"$f":"IF(D22=\"\",\"\",幹栓区間!M28)","v":""},{"$f":"幹栓区間!AZ28","v":""},"",{"$f":"IF(幹栓区間!K28=\"\",\"\",幹栓区間!K28)","v":""},{"$f":"IF(幹栓区間!H28=\"\",\"\",幹栓区間!H28)","v":""},{"$f":"幹栓区間!G28","v":""},{"$f":"幹栓区間!AH28","v":""},{"$f":"幹栓区間!AJ28","v":""},{"$f":"IF(D22=\"\",\"\",ROUND(幹栓区間!N28,2))","v":""},{"$f":"IF(幹栓区間!$DA$8=\"この項目を水理計算書に記載する\",\"\",幹栓区間!F28)","v":""}]
[null,{"$f":"IF(幹栓区間!I29=\"\",\"\",幹栓区間!I29)","v":19},{"$f":"IF(幹栓区間!J29=\"\",\"\",幹栓区間!J29)","v":""},{"$f":"IF(幹栓区間!L29=\"\",\"\",幹栓区間!L29)","v":""},{"$f":"IF(D23=\"\",\"\",幹栓区間!M29)","v":""},{"$f":"幹栓区間!AZ29","v":""},"",{"$f":"IF(幹栓区間!K29=\"\",\"\",幹栓区間!K29)","v":""},{"$f":"IF(幹栓区間!H29=\"\",\"\",幹栓区間!H29)","v":""},{"$f":"幹栓区間!G29","v":""},{"$f":"幹栓区間!AH29","v":""},{"$f":"幹栓区間!AJ29","v":""},{"$f":"IF(D23=\"\",\"\",ROUND(幹栓区間!N29,2))","v":""},{"$f":"IF(幹栓区間!$DA$8=\"この項目を水理計算書に記載する\",\"\",幹栓区間!F29)","v":""}]
[null,{"$f":"IF(幹栓区間!I30=\"\",\"\",幹栓区間!I30)","v":20},{"$f":"IF(幹栓区間!J30=\"\",\"\",幹栓区間!J30)","v":""},{"$f":"IF(幹栓区間!L30=\"\",\"\",幹栓区間!L30)","v":""},{"$f":"IF(D24=\"\",\"\",幹栓区間!M30)","v":""},{"$f":"幹栓区間!AZ30","v":""},"",{"$f":"IF(幹栓区間!K30=\"\",\"\",幹栓区間!K30)","v":""},{"$f":"IF(幹栓区間!H30=\"\",\"\",幹栓区間!H30)","v":""},{"$f":"幹栓区間!G30","v":""},{"$f":"幹栓区間!AH30","v":""},{"$f":"幹栓区間!AJ30","v":""},{"$f":"IF(D24=\"\",\"\",ROUND(幹栓区間!N30,2))","v":""},{"$f":"IF(幹栓区間!$DA$8=\"この項目を水理計算書に記載する\",\"\",幹栓区間!F30)","v":""}]
[null,{"$f":"IF(幹栓区間!I31=\"\",\"\",幹栓区間!I31)","v":21},{"$f":"IF(幹栓区間!J31=\"\",\"\",幹栓区間!J31)","v":""},{"$f":"IF(幹栓区間!L31=\"\",\"\",幹栓区間!L31)","v":""},{"$f":"IF(D25=\"\",\"\",幹栓区間!M31)","v":""},{"$f":"幹栓区間!AZ31","v":""},"",{"$f":"IF(幹栓区間!K31=\"\",\"\",幹栓区間!K31)","v":""},{"$f":"IF(幹栓区間!H31=\"\",\"\",幹栓区間!H31)","v":""},{"$f":"幹栓区間!G31","v":""},{"$f":"幹栓区間!AH31","v":""},{"$f":"幹栓区間!AJ31","v":""},{"$f":"IF(D25=\"\",\"\",ROUND(幹栓区間!N31,2))","v":""},{"$f":"IF(幹栓区間!$DA$8=\"この項目を水理計算書に記載する\",\"\",幹栓区間!F31)","v":""}]
[null,{"$f":"IF(幹栓区間!I32=\"\",\"\",幹栓区間!I32)","v":22},{"$f":"IF(幹栓区間!J32=\"\",\"\",幹栓区間!J32)","v":""},{"$f":"IF(幹栓区間!L32=\"\",\"\",幹栓区間!L32)","v":""},{"$f":"IF(D26=\"\",\"\",幹栓区間!M32)","v":""},{"$f":"幹栓区間!AZ32","v":""},"",{"$f":"IF(幹栓区間!K32=\"\",\"\",幹栓区間!K32)","v":""},{"$f":"IF(幹栓区間!H32=\"\",\"\",幹栓区間!H32)","v":""},{"$f":"幹栓区間!G32","v":""},{"$f":"幹栓区間!AH32","v":""},{"$f":"幹栓区間!AJ32","v":""},{"$f":"IF(D26=\"\",\"\",ROUND(幹栓区間!N32,2))","v":""},{"$f":"IF(幹栓区間!$DA$8=\"この項目を水理計算書に記載する\",\"\",幹栓区間!F32)","v":""}]
[null,{"$f":"IF(幹栓区間!I33=\"\",\"\",幹栓区間!I33)","v":23},{"$f":"IF(幹栓区間!J33=\"\",\"\",幹栓区間!J33)","v":""},{"$f":"IF(幹栓区間!L33=\"\",\"\",幹栓区間!L33)","v":""},{"$f":"IF(D27=\"\",\"\",幹栓区間!M33)","v":""},{"$f":"幹栓区間!AZ33","v":""},"",{"$f":"IF(幹栓区間!K33=\"\",\"\",幹栓区間!K33)","v":""},{"$f":"IF(幹栓区間!H33=\"\",\"\",幹栓区間!H33)","v":""},{"$f":"幹栓区間!G33","v":""},{"$f":"幹栓区間!AH33","v":""},{"$f":"幹栓区間!AJ33","v":""},{"$f":"IF(D27=\"\",\"\",ROUND(幹栓区間!N33,2))","v":""},{"$f":"IF(幹栓区間!$DA$8=\"この項目を水理計算書に記載する\",\"\",幹栓区間!F33)","v":""}]
[null,{"$f":"IF(幹栓区間!I34=\"\",\"\",幹栓区間!I34)","v":24},{"$f":"IF(幹栓区間!J34=\"\",\"\",幹栓区間!J34)","v":""},{"$f":"IF(幹栓区間!L34=\"\",\"\",幹栓区間!L34)","v":""},{"$f":"IF(D28=\"\",\"\",幹栓区間!M34)","v":""},{"$f":"幹栓区間!AZ34","v":""},"",{"$f":"IF(幹栓区間!K34=\"\",\"\",幹栓区間!K34)","v":""},{"$f":"IF(幹栓区間!H34=\"\",\"\",幹栓区間!H34)","v":""},{"$f":"幹栓区間!G34","v":""},{"$f":"幹栓区間!AH34","v":""},{"$f":"幹栓区間!AJ34","v":""},{"$f":"IF(D28=\"\",\"\",ROUND(幹栓区間!N34,2))","v":""},{"$f":"IF(幹栓区間!$DA$8=\"この項目を水理計算書に記載する\",\"\",幹栓区間!F34)","v":""}]
[null,{"$f":"IF(幹栓区間!I35=\"\",\"\",幹栓区間!I35)","v":25},{"$f":"IF(幹栓区間!J35=\"\",\"\",幹栓区間!J35)","v":""},{"$f":"IF(幹栓区間!L35=\"\",\"\",幹栓区間!L35)","v":""},{"$f":"IF(D29=\"\",\"\",幹栓区間!M35)","v":""},{"$f":"幹栓区間!AZ35","v":""},"",{"$f":"IF(幹栓区間!K35=\"\",\"\",幹栓区間!K35)","v":""},{"$f":"IF(幹栓区間!H35=\"\",\"\",幹栓区間!H35)","v":""},{"$f":"幹栓区間!G35","v":""},{"$f":"幹栓区間!AH35","v":""},{"$f":"幹栓区間!AJ35","v":""},{"$f":"IF(D29=\"\",\"\",ROUND(幹栓区間!N35,2))","v":""},{"$f":"IF(幹栓区間!$DA$8=\"この項目を水理計算書に記載する\",\"\",幹栓区間!F35)","v":""}]
[null,{"$f":"IF(幹栓区間!$I$10<26,\"合計 \",\"小計\")","v":"合計 "},null,null,{"$f":"SUM(E5:E29)","v":34.9},{"$f":"SUM(F5:F29)","v":71.399999999999991},{"$f":"SUM(G5:G29)","v":106.3},null,null,null,null,{"$f":"SUM(L5:L29)","v":4.3499999999999996},{"$f":"SUM(M5:M29)","v":0.9},{"$f":"IF(幹栓区間!$DA$8=\"この項目を水理計算書に記載する\",\"\",SUM(N5:N29))","v":5.25}]
[]
[null,{"$f":"IF(幹栓2!$B$15<>\"設定する\",\"\",IF(幹栓2!$C$15=\"\",\"※1 安全率未入力\",\"※1 損失水頭は安全率\"&幹栓2!$C$15&\"％を含んだ値。\"))","v":"※1 損失水頭は安全率10％を含んだ値。"}]
[]
[null,"損失水頭計算表-幹栓 ( 2 / 2 )"]
[]
[null,"区間数","区間名","口径","管延長","直管\n換算長","管長計",{"$f":"IF(幹栓区間!$K$9=\"戸数\",\"戸数\",\"居住人数\")","v":"戸数"},"流量","流速","動水勾配",{"$f":"IF(幹栓2!$B$15=\"設定する\",\"損失水頭\n（※1）\",\"損失水頭\")","v":"損失水頭\n（※1）"},"立上り","所要水頭"]
[null,null,null,"mm","m","m","m",{"$f":"IF(幹栓区間!$K$9=\"戸数\",\"戸\",\"人\")","v":"戸"},"L/sec","m/sec","‰","m","m","m"]
[null,null,"前区間小計",null,{"$f":"E30","v":34.9},{"$f":"F30","v":71.399999999999991},{"$f":"G30","v":106.3},null,null,null,null,{"$f":"L30","v":4.3499999999999996},{"$f":"M30","v":0.9},{"$f":"N30","v":5.25}]
[null,{"$f":"IF(幹栓区間!I36=\"\",\"\",幹栓区間!I36)","v":26},{"$f":"IF(幹栓区間!J36=\"\",\"\",幹栓区間!J36)","v":""},{"$f":"IF(幹栓区間!L36=\"\",\"\",幹栓区間!L36)","v":""},{"$f":"IF(D39=\"\",\"\",幹栓区間!M36)","v":""},{"$f":"幹栓区間!AZ36","v":""},{"$f":"IF(F39=\"\",\"\",E39+F39)","v":""},{"$f":"IF(幹栓区間!K36=\"\",\"\",幹栓区間!K36)","v":""},{"$f":"IF(幹栓区間!H36=\"\",\"\",幹栓区間!H36)","v":""},{"$f":"幹栓区間!G36","v":""},{"$f":"幹栓区間!AH36","v":""},{"$f":"幹栓区間!AJ36","v":""},{"$f":"IF(D39=\"\",\"\",ROUND(幹栓区間!N36,2))","v":""},{"$f":"IF(幹栓区間!$DA$8=\"この項目を水理計算書に記載する\",\"\",幹栓区間!F36)","v":""}]
[null,{"$f":"IF(幹栓区間!I37=\"\",\"\",幹栓区間!I37)","v":27},{"$f":"IF(幹栓区間!J37=\"\",\"\",幹栓区間!J37)","v":""},{"$f":"IF(幹栓区間!L37=\"\",\"\",幹栓区間!L37)","v":""},{"$f":"IF(D40=\"\",\"\",幹栓区間!M37)","v":""},{"$f":"幹栓区間!AZ37","v":""},"",{"$f":"IF(幹栓区間!K37=\"\",\"\",幹栓区間!K37)","v":""},{"$f":"IF(幹栓区間!H37=\"\",\"\",幹栓区間!H37)","v":""},{"$f":"幹栓区間!G37","v":""},{"$f":"幹栓区間!AH37","v":""},{"$f":"幹栓区間!AJ37","v":""},{"$f":"IF(D40=\"\",\"\",ROUND(幹栓区間!N37,2))","v":""},{"$f":"IF(幹栓区間!$DA$8=\"この項目を水理計算書に記載する\",\"\",幹栓区間!F37)","v":""}]
[null,{"$f":"IF(幹栓区間!I38=\"\",\"\",幹栓区間!I38)","v":28},{"$f":"IF(幹栓区間!J38=\"\",\"\",幹栓区間!J38)","v":""},{"$f":"IF(幹栓区間!L38=\"\",\"\",幹栓区間!L38)","v":""},{"$f":"IF(D41=\"\",\"\",幹栓区間!M38)","v":""},{"$f":"幹栓区間!AZ38","v":""},"",{"$f":"IF(幹栓区間!K38=\"\",\"\",幹栓区間!K38)","v":""},{"$f":"IF(幹栓区間!H38=\"\",\"\",幹栓区間!H38)","v":""},{"$f":"幹栓区間!G38","v":""},{"$f":"幹栓区間!AH38","v":""},{"$f":"幹栓区間!AJ38","v":""},{"$f":"IF(D41=\"\",\"\",ROUND(幹栓区間!N38,2))","v":""},{"$f":"IF(幹栓区間!$DA$8=\"この項目を水理計算書に記載する\",\"\",幹栓区間!F38)","v":""}]
[null,{"$f":"IF(幹栓区間!I39=\"\",\"\",幹栓区間!I39)","v":29},{"$f":"IF(幹栓区間!J39=\"\",\"\",幹栓区間!J39)","v":""},{"$f":"IF(幹栓区間!L39=\"\",\"\",幹栓区間!L39)","v":""},{"$f":"IF(D42=\"\",\"\",幹栓区間!M39)","v":""},{"$f":"幹栓区間!AZ39","v":""},"",{"$f":"IF(幹栓区間!K39=\"\",\"\",幹栓区間!K39)","v":""},{"$f":"IF(幹栓区間!H39=\"\",\"\",幹栓区間!H39)","v":""},{"$f":"幹栓区間!G39","v":""},{"$f":"幹栓区間!AH39","v":""},{"$f":"幹栓区間!AJ39","v":""},{"$f":"IF(D42=\"\",\"\",ROUND(幹栓区間!N39,2))","v":""},{"$f":"IF(幹栓区間!$DA$8=\"この項目を水理計算書に記載する\",\"\",幹栓区間!F39)","v":""}]
[null,{"$f":"IF(幹栓区間!I40=\"\",\"\",幹栓区間!I40)","v":30},{"$f":"IF(幹栓区間!J40=\"\",\"\",幹栓区間!J40)","v":""},{"$f":"IF(幹栓区間!L40=\"\",\"\",幹栓区間!L40)","v":""},{"$f":"IF(D43=\"\",\"\",幹栓区間!M40)","v":""},{"$f":"幹栓区間!AZ40","v":""},"",{"$f":"IF(幹栓区間!K40=\"\",\"\",幹栓区間!K40)","v":""},{"$f":"IF(幹栓区間!H40=\"\",\"\",幹栓区間!H40)","v":""},{"$f":"幹栓区間!G40","v":""},{"$f":"幹栓区間!AH40","v":""},{"$f":"幹栓区間!AJ40","v":""},{"$f":"IF(D43=\"\",\"\",ROUND(幹栓区間!N40,2))","v":""},{"$f":"IF(幹栓区間!$DA$8=\"この項目を水理計算書に記載する\",\"\",幹栓区間!F40)","v":""}]
[null,{"$f":"IF(幹栓区間!I41=\"\",\"\",幹栓区間!I41)","v":31},{"$f":"IF(幹栓区間!J41=\"\",\"\",幹栓区間!J41)","v":""},{"$f":"IF(幹栓区間!L41=\"\",\"\",幹栓区間!L41)","v":""},{"$f":"IF(D44=\"\",\"\",幹栓区間!M41)","v":""},{"$f":"幹栓区間!AZ41","v":""},"",{"$f":"IF(幹栓区間!K41=\"\",\"\",幹栓区間!K41)","v":""},{"$f":"IF(幹栓区間!H41=\"\",\"\",幹栓区間!H41)","v":""},{"$f":"幹栓区間!G41","v":""},{"$f":"幹栓区間!AH41","v":""},{"$f":"幹栓区間!AJ41","v":""},{"$f":"IF(D44=\"\",\"\",ROUND(幹栓区間!N41,2))","v":""},{"$f":"IF(幹栓区間!$DA$8=\"この項目を水理計算書に記載する\",\"\",幹栓区間!F41)","v":""}]
[null,{"$f":"IF(幹栓区間!I42=\"\",\"\",幹栓区間!I42)","v":32},{"$f":"IF(幹栓区間!J42=\"\",\"\",幹栓区間!J42)","v":""},{"$f":"IF(幹栓区間!L42=\"\",\"\",幹栓区間!L42)","v":""},{"$f":"IF(D45=\"\",\"\",幹栓区間!M42)","v":""},{"$f":"幹栓区間!AZ42","v":""},"",{"$f":"IF(幹栓区間!K42=\"\",\"\",幹栓区間!K42)","v":""},{"$f":"IF(幹栓区間!H42=\"\",\"\",幹栓区間!H42)","v":""},{"$f":"幹栓区間!G42","v":""},{"$f":"幹栓区間!AH42","v":""},{"$f":"幹栓区間!AJ42","v":""},{"$f":"IF(D45=\"\",\"\",ROUND(幹栓区間!N42,2))","v":""},{"$f":"IF(幹栓区間!$DA$8=\"この項目を水理計算書に記載する\",\"\",幹栓区間!F42)","v":""}]
[null,{"$f":"IF(幹栓区間!I43=\"\",\"\",幹栓区間!I43)","v":33},{"$f":"IF(幹栓区間!J43=\"\",\"\",幹栓区間!J43)","v":""},{"$f":"IF(幹栓区間!L43=\"\",\"\",幹栓区間!L43)","v":""},{"$f":"IF(D46=\"\",\"\",幹栓区間!M43)","v":""},{"$f":"幹栓区間!AZ43","v":""},"",{"$f":"IF(幹栓区間!K43=\"\",\"\",幹栓区間!K43)","v":""},{"$f":"IF(幹栓区間!H43=\"\",\"\",幹栓区間!H43)","v":""},{"$f":"幹栓区間!G43","v":""},{"$f":"幹栓区間!AH43","v":""},{"$f":"幹栓区間!AJ43","v":""},{"$f":"IF(D46=\"\",\"\",ROUND(幹栓区間!N43,2))","v":""},{"$f":"IF(幹栓区間!$DA$8=\"この項目を水理計算書に記載する\",\"\",幹栓区間!F43)","v":""}]
[null,{"$f":"IF(幹栓区間!I44=\"\",\"\",幹栓区間!I44)","v":34},{"$f":"IF(幹栓区間!J44=\"\",\"\",幹栓区間!J44)","v":""},{"$f":"IF(幹栓区間!L44=\"\",\"\",幹栓区間!L44)","v":""},{"$f":"IF(D47=\"\",\"\",幹栓区間!M44)","v":""},{"$f":"幹栓区間!AZ44","v":""},"",{"$f":"IF(幹栓区間!K44=\"\",\"\",幹栓区間!K44)","v":""},{"$f":"IF(幹栓区間!H44=\"\",\"\",幹栓区間!H44)","v":""},{"$f":"幹栓区間!G44","v":""},{"$f":"幹栓区間!AH44","v":""},{"$f":"幹栓区間!AJ44","v":""},{"$f":"IF(D47=\"\",\"\",ROUND(幹栓区間!N44,2))","v":""},{"$f":"IF(幹栓区間!$DA$8=\"この項目を水理計算書に記載する\",\"\",幹栓区間!F44)","v":""}]
[null,{"$f":"IF(幹栓区間!I45=\"\",\"\",幹栓区間!I45)","v":35},{"$f":"IF(幹栓区間!J45=\"\",\"\",幹栓区間!J45)","v":""},{"$f":"IF(幹栓区間!L45=\"\",\"\",幹栓区間!L45)","v":""},{"$f":"IF(D48=\"\",\"\",幹栓区間!M45)","v":""},{"$f":"幹栓区間!AZ45","v":""},"",{"$f":"IF(幹栓区間!K45=\"\",\"\",幹栓区間!K45)","v":""},{"$f":"IF(幹栓区間!H45=\"\",\"\",幹栓区間!H45)","v":""},{"$f":"幹栓区間!G45","v":""},{"$f":"幹栓区間!AH45","v":""},{"$f":"幹栓区間!AJ45","v":""},{"$f":"IF(D48=\"\",\"\",ROUND(幹栓区間!N45,2))","v":""},{"$f":"IF(幹栓区間!$DA$8=\"この項目を水理計算書に記載する\",\"\",幹栓区間!F45)","v":""}]
[null,{"$f":"IF(幹栓区間!I46=\"\",\"\",幹栓区間!I46)","v":36},{"$f":"IF(幹栓区間!J46=\"\",\"\",幹栓区間!J46)","v":""},{"$f":"IF(幹栓区間!L46=\"\",\"\",幹栓区間!L46)","v":""},{"$f":"IF(D49=\"\",\"\",幹栓区間!M46)","v":""},{"$f":"幹栓区間!AZ46","v":""},"",{"$f":"IF(幹栓区間!K46=\"\",\"\",幹栓区間!K46)","v":""},{"$f":"IF(幹栓区間!H46=\"\",\"\",幹栓区間!H46)","v":""},{"$f":"幹栓区間!G46","v":""},{"$f":"幹栓区間!AH46","v":""},{"$f":"幹栓区間!AJ46","v":""},{"$f":"IF(D49=\"\",\"\",ROUND(幹栓区間!N46,2))","v":""},{"$f":"IF(幹栓区間!$DA$8=\"この項目を水理計算書に記載する\",\"\",幹栓区間!F46)","v":""}]
[null,{"$f":"IF(幹栓区間!I47=\"\",\"\",幹栓区間!I47)","v":37},{"$f":"IF(幹栓区間!J47=\"\",\"\",幹栓区間!J47)","v":""},{"$f":"IF(幹栓区間!L47=\"\",\"\",幹栓区間!L47)","v":""},{"$f":"IF(D50=\"\",\"\",幹栓区間!M47)","v":""},{"$f":"幹栓区間!AZ47","v":""},"",{"$f":"IF(幹栓区間!K47=\"\",\"\",幹栓区間!K47)","v":""},{"$f":"IF(幹栓区間!H47=\"\",\"\",幹栓区間!H47)","v":""},{"$f":"幹栓区間!G47","v":""},{"$f":"幹栓区間!AH47","v":""},{"$f":"幹栓区間!AJ47","v":""},{"$f":"IF(D50=\"\",\"\",ROUND(幹栓区間!N47,2))","v":""},{"$f":"IF(幹栓区間!$DA$8=\"この項目を水理計算書に記載する\",\"\",幹栓区間!F47)","v":""}]
[null,{"$f":"IF(幹栓区間!I48=\"\",\"\",幹栓区間!I48)","v":38},{"$f":"IF(幹栓区間!J48=\"\",\"\",幹栓区間!J48)","v":""},{"$f":"IF(幹栓区間!L48=\"\",\"\",幹栓区間!L48)","v":""},{"$f":"IF(D51=\"\",\"\",幹栓区間!M48)","v":""},{"$f":"幹栓区間!AZ48","v":""},"",{"$f":"IF(幹栓区間!K48=\"\",\"\",幹栓区間!K48)","v":""},{"$f":"IF(幹栓区間!H48=\"\",\"\",幹栓区間!H48)","v":""},{"$f":"幹栓区間!G48","v":""},{"$f":"幹栓区間!AH48","v":""},{"$f":"幹栓区間!AJ48","v":""},{"$f":"IF(D51=\"\",\"\",ROUND(幹栓区間!N48,2))","v":""},{"$f":"IF(幹栓区間!$DA$8=\"この項目を水理計算書に記載する\",\"\",幹栓区間!F48)","v":""}]
[null,{"$f":"IF(幹栓区間!I49=\"\",\"\",幹栓区間!I49)","v":39},{"$f":"IF(幹栓区間!J49=\"\",\"\",幹栓区間!J49)","v":""},{"$f":"IF(幹栓区間!L49=\"\",\"\",幹栓区間!L49)","v":""},{"$f":"IF(D52=\"\",\"\",幹栓区間!M49)","v":""},{"$f":"幹栓区間!AZ49","v":""},"",{"$f":"IF(幹栓区間!K49=\"\",\"\",幹栓区間!K49)","v":""},{"$f":"IF(幹栓区間!H49=\"\",\"\",幹栓区間!H49)","v":""},{"$f":"幹栓区間!G49","v":""},{"$f":"幹栓区間!AH49","v":""},{"$f":"幹栓区間!AJ49","v":""},{"$f":"IF(D52=\"\",\"\",ROUND(幹栓区間!N49,2))","v":""},{"$f":"IF(幹栓区間!$DA$8=\"この項目を水理計算書に記載する\",\"\",幹栓区間!F49)","v":""}]
[null,{"$f":"IF(幹栓区間!I50=\"\",\"\",幹栓区間!I50)","v":40},{"$f":"IF(幹栓区間!J50=\"\",\"\",幹栓区間!J50)","v":""},{"$f":"IF(幹栓区間!L50=\"\",\"\",幹栓区間!L50)","v":""},{"$f":"IF(D53=\"\",\"\",幹栓区間!M50)","v":""},{"$f":"幹栓区間!AZ50","v":""},"",{"$f":"IF(幹栓区間!K50=\"\",\"\",幹栓区間!K50)","v":""},{"$f":"IF(幹栓区間!H50=\"\",\"\",幹栓区間!H50)","v":""},{"$f":"幹栓区間!G50","v":""},{"$f":"幹栓区間!AH50","v":""},{"$f":"幹栓区間!AJ50","v":""},{"$f":"IF(D53=\"\",\"\",ROUND(幹栓区間!N50,2))","v":""},{"$f":"IF(幹栓区間!$DA$8=\"この項目を水理計算書に記載する\",\"\",幹栓区間!F50)","v":""}]
[null,{"$f":"IF(幹栓区間!I51=\"\",\"\",幹栓区間!I51)","v":41},{"$f":"IF(幹栓区間!J51=\"\",\"\",幹栓区間!J51)","v":""},{"$f":"IF(幹栓区間!L51=\"\",\"\",幹栓区間!L51)","v":""},{"$f":"IF(D54=\"\",\"\",幹栓区間!M51)","v":""},{"$f":"幹栓区間!AZ51","v":""},"",{"$f":"IF(幹栓区間!K51=\"\",\"\",幹栓区間!K51)","v":""},{"$f":"IF(幹栓区間!H51=\"\",\"\",幹栓区間!H51)","v":""},{"$f":"幹栓区間!G51","v":""},{"$f":"幹栓区間!AH51","v":""},{"$f":"幹栓区間!AJ51","v":""},{"$f":"IF(D54=\"\",\"\",ROUND(幹栓区間!N51,2))","v":""},{"$f":"IF(幹栓区間!$DA$8=\"この項目を水理計算書に記載する\",\"\",幹栓区間!F51)","v":""}]
[null,{"$f":"IF(幹栓区間!I52=\"\",\"\",幹栓区間!I52)","v":42},{"$f":"IF(幹栓区間!J52=\"\",\"\",幹栓区間!J52)","v":""},{"$f":"IF(幹栓区間!L52=\"\",\"\",幹栓区間!L52)","v":""},{"$f":"IF(D55=\"\",\"\",幹栓区間!M52)","v":""},{"$f":"幹栓区間!AZ52","v":""},"",{"$f":"IF(幹栓区間!K52=\"\",\"\",幹栓区間!K52)","v":""},{"$f":"IF(幹栓区間!H52=\"\",\"\",幹栓区間!H52)","v":""},{"$f":"幹栓区間!G52","v":""},{"$f":"幹栓区間!AH52","v":""},{"$f":"幹栓区間!AJ52","v":""},{"$f":"IF(D55=\"\",\"\",ROUND(幹栓区間!N52,2))","v":""},{"$f":"IF(幹栓区間!$DA$8=\"この項目を水理計算書に記載する\",\"\",幹栓区間!F52)","v":""}]
[null,{"$f":"IF(幹栓区間!I53=\"\",\"\",幹栓区間!I53)","v":43},{"$f":"IF(幹栓区間!J53=\"\",\"\",幹栓区間!J53)","v":""},{"$f":"IF(幹栓区間!L53=\"\",\"\",幹栓区間!L53)","v":""},{"$f":"IF(D56=\"\",\"\",幹栓区間!M53)","v":""},{"$f":"幹栓区間!AZ53","v":""},"",{"$f":"IF(幹栓区間!K53=\"\",\"\",幹栓区間!K53)","v":""},{"$f":"IF(幹栓区間!H53=\"\",\"\",幹栓区間!H53)","v":""},{"$f":"幹栓区間!G53","v":""},{"$f":"幹栓区間!AH53","v":""},{"$f":"幹栓区間!AJ53","v":""},{"$f":"IF(D56=\"\",\"\",ROUND(幹栓区間!N53,2))","v":""},{"$f":"IF(幹栓区間!$DA$8=\"この項目を水理計算書に記載する\",\"\",幹栓区間!F53)","v":""}]
[null,{"$f":"IF(幹栓区間!I54=\"\",\"\",幹栓区間!I54)","v":44},{"$f":"IF(幹栓区間!J54=\"\",\"\",幹栓区間!J54)","v":""},{"$f":"IF(幹栓区間!L54=\"\",\"\",幹栓区間!L54)","v":""},{"$f":"IF(D57=\"\",\"\",幹栓区間!M54)","v":""},{"$f":"幹栓区間!AZ54","v":""},"",{"$f":"IF(幹栓区間!K54=\"\",\"\",幹栓区間!K54)","v":""},{"$f":"IF(幹栓区間!H54=\"\",\"\",幹栓区間!H54)","v":""},{"$f":"幹栓区間!G54","v":""},{"$f":"幹栓区間!AH54","v":""},{"$f":"幹栓区間!AJ54","v":""},{"$f":"IF(D57=\"\",\"\",ROUND(幹栓区間!N54,2))","v":""},{"$f":"IF(幹栓区間!$DA$8=\"この項目を水理計算書に記載する\",\"\",幹栓区間!F54)","v":""}]
[null,{"$f":"IF(幹栓区間!I55=\"\",\"\",幹栓区間!I55)","v":45},{"$f":"IF(幹栓区間!J55=\"\",\"\",幹栓区間!J55)","v":""},{"$f":"IF(幹栓区間!L55=\"\",\"\",幹栓区間!L55)","v":""},{"$f":"IF(D58=\"\",\"\",幹栓区間!M55)","v":""},{"$f":"幹栓区間!AZ55","v":""},"",{"$f":"IF(幹栓区間!K55=\"\",\"\",幹栓区間!K55)","v":""},{"$f":"IF(幹栓区間!H55=\"\",\"\",幹栓区間!H55)","v":""},{"$f":"幹栓区間!G55","v":""},{"$f":"幹栓区間!AH55","v":""},{"$f":"幹栓区間!AJ55","v":""},{"$f":"IF(D58=\"\",\"\",ROUND(幹栓区間!N55,2))","v":""},{"$f":"IF(幹栓区間!$DA$8=\"この項目を水理計算書に記載する\",\"\",幹栓区間!F55)","v":""}]
[null,{"$f":"IF(幹栓区間!I56=\"\",\"\",幹栓区間!I56)","v":46},{"$f":"IF(幹栓区間!J56=\"\",\"\",幹栓区間!J56)","v":""},{"$f":"IF(幹栓区間!L56=\"\",\"\",幹栓区間!L56)","v":""},{"$f":"IF(D59=\"\",\"\",幹栓区間!M56)","v":""},{"$f":"幹栓区間!AZ56","v":""},"",{"$f":"IF(幹栓区間!K56=\"\",\"\",幹栓区間!K56)","v":""},{"$f":"IF(幹栓区間!H56=\"\",\"\",幹栓区間!H56)","v":""},{"$f":"幹栓区間!G56","v":""},{"$f":"幹栓区間!AH56","v":""},{"$f":"幹栓区間!AJ56","v":""},{"$f":"IF(D59=\"\",\"\",ROUND(幹栓区間!N56,2))","v":""},{"$f":"IF(幹栓区間!$DA$8=\"この項目を水理計算書に記載する\",\"\",幹栓区間!F56)","v":""}]
[null,{"$f":"IF(幹栓区間!I57=\"\",\"\",幹栓区間!I57)","v":47},{"$f":"IF(幹栓区間!J57=\"\",\"\",幹栓区間!J57)","v":""},{"$f":"IF(幹栓区間!L57=\"\",\"\",幹栓区間!L57)","v":""},{"$f":"IF(D60=\"\",\"\",幹栓区間!M57)","v":""},{"$f":"幹栓区間!AZ57","v":""},"",{"$f":"IF(幹栓区間!K57=\"\",\"\",幹栓区間!K57)","v":""},{"$f":"IF(幹栓区間!H57=\"\",\"\",幹栓区間!H57)","v":""},{"$f":"幹栓区間!G57","v":""},{"$f":"幹栓区間!AH57","v":""},{"$f":"幹栓区間!AJ57","v":""},{"$f":"IF(D60=\"\",\"\",ROUND(幹栓区間!N57,2))","v":""},{"$f":"IF(幹栓区間!$DA$8=\"この項目を水理計算書に記載する\",\"\",幹栓区間!F57)","v":""}]
[null,{"$f":"IF(幹栓区間!I58=\"\",\"\",幹栓区間!I58)","v":48},{"$f":"IF(幹栓区間!J58=\"\",\"\",幹栓区間!J58)","v":""},{"$f":"IF(幹栓区間!L58=\"\",\"\",幹栓区間!L58)","v":""},{"$f":"IF(D61=\"\",\"\",幹栓区間!M58)","v":""},{"$f":"幹栓区間!AZ58","v":""},"",{"$f":"IF(幹栓区間!K58=\"\",\"\",幹栓区間!K58)","v":""},{"$f":"IF(幹栓区間!H58=\"\",\"\",幹栓区間!H58)","v":""},{"$f":"幹栓区間!G58","v":""},{"$f":"幹栓区間!AH58","v":""},{"$f":"幹栓区間!AJ58","v":""},{"$f":"IF(D61=\"\",\"\",ROUND(幹栓区間!N58,2))","v":""},{"$f":"IF(幹栓区間!$DA$8=\"この項目を水理計算書に記載する\",\"\",幹栓区間!F58)","v":""}]
[null,{"$f":"IF(幹栓区間!I59=\"\",\"\",幹栓区間!I59)","v":49},{"$f":"IF(幹栓区間!J59=\"\",\"\",幹栓区間!J59)","v":""},{"$f":"IF(幹栓区間!L59=\"\",\"\",幹栓区間!L59)","v":""},{"$f":"IF(D62=\"\",\"\",幹栓区間!M59)","v":""},{"$f":"幹栓区間!AZ59","v":""},"",{"$f":"IF(幹栓区間!K59=\"\",\"\",幹栓区間!K59)","v":""},{"$f":"IF(幹栓区間!H59=\"\",\"\",幹栓区間!H59)","v":""},{"$f":"幹栓区間!G59","v":""},{"$f":"幹栓区間!AH59","v":""},{"$f":"幹栓区間!AJ59","v":""},{"$f":"IF(D62=\"\",\"\",ROUND(幹栓区間!N59,2))","v":""},{"$f":"IF(幹栓区間!$DA$8=\"この項目を水理計算書に記載する\",\"\",幹栓区間!F59)","v":""}]
[null,{"$f":"IF(幹栓区間!I60=\"\",\"\",幹栓区間!I60)","v":50},{"$f":"IF(幹栓区間!J60=\"\",\"\",幹栓区間!J60)","v":""},{"$f":"IF(幹栓区間!L60=\"\",\"\",幹栓区間!L60)","v":""},{"$f":"IF(D63=\"\",\"\",幹栓区間!M60)","v":""},{"$f":"幹栓区間!AZ60","v":""},"",{"$f":"IF(幹栓区間!K60=\"\",\"\",幹栓区間!K60)","v":""},{"$f":"IF(幹栓区間!H60=\"\",\"\",幹栓区間!H60)","v":""},{"$f":"幹栓区間!G60","v":""},{"$f":"幹栓区間!AH60","v":""},{"$f":"幹栓区間!AJ60","v":""},{"$f":"IF(D63=\"\",\"\",ROUND(幹栓区間!N60,2))","v":""},{"$f":"IF(幹栓区間!$DA$8=\"この項目を水理計算書に記載する\",\"\",幹栓区間!F60)","v":""}]
[null,"合計",null,null,{"$f":"SUM(E38:E63)","v":34.9},{"$f":"SUM(F38:F63)","v":71.399999999999991},{"$f":"SUM(G38:G63)","v":106.3},null,null,null,null,{"$f":"SUM(L38:L63)","v":4.3499999999999996},{"$f":"SUM(M38:M63)","v":0.9},{"$f":"IF(幹栓区間!$DA$8=\"この項目を水理計算書に記載する\",\"\",SUM(N38:N63))","v":5.25}]
[]
[null,{"$f":"IF(幹栓2!$B$15<>\"設定する\",\"\",IF(幹栓2!$C$15=\"\",\"※1 安全率未入力\",\"※1 損失水頭は安全率\"&幹栓2!$C$15&\"％を含んだ値。\"))","v":"※1 損失水頭は安全率10％を含んだ値。"}]

{"sheet":"6損失水頭計算表幹栓損失有","index":56,"n_rows":68,"n_cols":16,"rows_kept":68,"cut":false,"hidden":true,"merged":[[64,1,64,3],[2,1,3,1],[2,2,3,2],[2,15,3,15],[29,1,29,3],[36,1,37,1],[36,2,37,2],[36,15,37,15]]}
[null,{"$f":"IF(幹栓区間!$I$10<26,\"損失水頭計算表-幹栓 \",\"損失水頭計算表-幹栓 ( 1 / 2 )\")","v":"損失水頭計算表-幹栓 "}]
[]
[null,"区間数","区間名","口径","管延長","直管\n換算長","管長計",{"$f":"IF(幹栓区間!$K$9=\"戸数\",\"戸数\",\"居住人数\")","v":"戸数"},"流量","流速","動水勾配",{"$f":"IF(幹栓2!$B$15=\"設定する\",\"損失水頭\n（※2）\",\"損失水頭\")","v":"損失水頭\n（※2）"},"立上り","他損失\n水頭等\n（※1）","所要水頭","備考"]
[null,null,null,"mm","m","m","m",{"$f":"IF(幹栓区間!$K$9=\"戸数\",\"戸\",\"人\")","v":"戸"},"L/sec","m/sec","‰","m","m","m","m"]
[null,{"$f":"IF(幹栓区間!I11=\"\",\"\",幹栓区間!I11)","v":1},{"$f":"IF(幹栓区間!J11=\"\",\"\",幹栓区間!J11)","v":"A-B"},{"$f":"IF(幹栓区間!L11=\"\",\"\",幹栓区間!L11)","v":40},{"$f":"IF(D5=\"\",\"\",幹栓区間!M11)","v":2},{"$f":"幹栓区間!AZ11","v":1},{"$f":"IF(F5=\"\",\"\",E5+F5)","v":3},{"$f":"IF(幹栓区間!K11=\"\",\"\",幹栓区間!K11)","v":2},{"$f":"IF(幹栓区間!H11=\"\",\"\",幹栓区間!H11)","v":0.88},{"$f":"幹栓区間!G11","v":0.7},{"$f":"幹栓区間!AH11","v":18},{"$f":"幹栓区間!AJ11","v":0.06},{"$f":"IF(D5=\"\",\"\",ROUND(幹栓区間!N11,2))","v":0},{"$f":"IF(OR(D5=\"\",幹栓区間!$AD$8<>\"この項目を水理計算書に記載する\"),\"\",ROUND(幹栓区間!AD11,2))","v":""},{"$f":"幹栓区間!F11","v":0.06},{"$f":"IF(OR(幹栓区間!$AD$8<>\"この項目を水理計算書に記載する\",幹栓区間!AE11=\"\"),\"\",幹栓区間!AE11)","v":""}]
[null,{"$f":"IF(幹栓区間!I12=\"\",\"\",幹栓区間!I12)","v":2},{"$f":"IF(幹栓区間!J12=\"\",\"\",幹栓区間!J12)","v":"B-C"},{"$f":"IF(幹栓区間!L12=\"\",\"\",幹栓区間!L12)","v":40},{"$f":"IF(D6=\"\",\"\",幹栓区間!M12)","v":1},{"$f":"幹栓区間!AZ12","v":26},27,{"$f":"IF(幹栓区間!K12=\"\",\"\",幹栓区間!K12)","v":3},{"$f":"IF(幹栓区間!H12=\"\",\"\",幹栓区間!H12)","v":1.01},{"$f":"幹栓区間!G12","v":0.8},{"$f":"幹栓区間!AH12","v":23},{"$f":"幹栓区間!AJ12","v":0.68},{"$f":"IF(D6=\"\",\"\",ROUND(幹栓区間!N12,2))","v":0},{"$f":"IF(OR(D6=\"\",幹栓区間!$AD$8<>\"この項目を水理計算書に記載する\"),\"\",ROUND(幹栓区間!AD12,2))","v":""},{"$f":"幹栓区間!F12","v":0.68},{"$f":"IF(OR(幹栓区間!$AD$8<>\"この項目を水理計算書に記載する\",幹栓区間!AE12=\"\"),\"\",幹栓区間!AE12)","v":""}]
[null,{"$f":"IF(幹栓区間!I13=\"\",\"\",幹栓区間!I13)","v":3},{"$f":"IF(幹栓区間!J13=\"\",\"\",幹栓区間!J13)","v":"C-D"},{"$f":"IF(幹栓区間!L13=\"\",\"\",幹栓区間!L13)","v":40},{"$f":"IF(D7=\"\",\"\",幹栓区間!M13)","v":7},{"$f":"幹栓区間!AZ13","v":0},7,{"$f":"IF(幹栓区間!K13=\"\",\"\",幹栓区間!K13)","v":4},{"$f":"IF(幹栓区間!H13=\"\",\"\",幹栓区間!H13)","v":1.1100000000000001},{"$f":"幹栓区間!G13","v":0.88},{"$f":"幹栓区間!AH13","v":27},{"$f":"幹栓区間!AJ13","v":0.21},{"$f":"IF(D7=\"\",\"\",ROUND(幹栓区間!N13,2))","v":0},{"$f":"IF(OR(D7=\"\",幹栓区間!$AD$8<>\"この項目を水理計算書に記載する\"),\"\",ROUND(幹栓区間!AD13,2))","v":""},{"$f":"幹栓区間!F13","v":0.21},{"$f":"IF(OR(幹栓区間!$AD$8<>\"この項目を水理計算書に記載する\",幹栓区間!AE13=\"\"),\"\",幹栓区間!AE13)","v":""}]
[null,{"$f":"IF(幹栓区間!I14=\"\",\"\",幹栓区間!I14)","v":4},{"$f":"IF(幹栓区間!J14=\"\",\"\",幹栓区間!J14)","v":"D-E"},{"$f":"IF(幹栓区間!L14=\"\",\"\",幹栓区間!L14)","v":40},{"$f":"IF(D8=\"\",\"\",幹栓区間!M14)","v":1},{"$f":"幹栓区間!AZ14","v":13.5},14.5,{"$f":"IF(幹栓区間!K14=\"\",\"\",幹栓区間!K14)","v":5},{"$f":"IF(幹栓区間!H14=\"\",\"\",幹栓区間!H14)","v":1.19},{"$f":"幹栓区間!G14","v":0.95},{"$f":"幹栓区間!AH14","v":30},{"$f":"幹栓区間!AJ14","v":0.48},{"$f":"IF(D8=\"\",\"\",ROUND(幹栓区間!N14,2))","v":0},{"$f":"IF(OR(D8=\"\",幹栓区間!$AD$8<>\"この項目を水理計算書に記載する\"),\"\",ROUND(幹栓区間!AD14,2))","v":""},{"$f":"幹栓区間!F14","v":0.48},{"$f":"IF(OR(幹栓区間!$AD$8<>\"この項目を水理計算書に記載する\",幹栓区間!AE14=\"\"),\"\",幹栓区間!AE14)","v":""}]
[null,{"$f":"IF(幹栓区間!I15=\"\",\"\",幹栓区間!I15)","v":5},{"$f":"IF(幹栓区間!J15=\"\",\"\",幹栓区間!J15)","v":"E-F"},{"$f":"IF(幹栓区間!L15=\"\",\"\",幹栓区間!L15)","v":40},{"$f":"IF(D9=\"\",\"\",幹栓区間!M15)","v":2},{"$f":"幹栓区間!AZ15","v":0.3},2.2999999999999998,{"$f":"IF(幹栓区間!K15=\"\",\"\",幹栓区間!K15)","v":6},{"$f":"IF(幹栓区間!H15=\"\",\"\",幹栓区間!H15)","v":1.26},{"$f":"幹栓区間!G15","v":1},{"$f":"幹栓区間!AH15","v":33},{"$f":"幹栓区間!AJ15","v":0.08},{"$f":"IF(D9=\"\",\"\",ROUND(幹栓区間!N15,2))","v":0},{"$f":"IF(OR(D9=\"\",幹栓区間!$AD$8<>\"この項目を水理計算書に記載する\"),\"\",ROUND(幹栓区間!AD15,2))","v":""},{"$f":"幹栓区間!F15","v":0.08},{"$f":"IF(OR(幹栓区間!$AD$8<>\"この項目を水理計算書に記載する\",幹栓区間!AE15=\"\"),\"\",幹栓区間!AE15)","v":""}]
[null,{"$f":"IF(幹栓区間!I16=\"\",\"\",幹栓区間!I16)","v":6},{"$f":"IF(幹栓区間!J16=\"\",\"\",幹栓区間!J16)","v":"F-G"},{"$f":"IF(幹栓区間!L16=\"\",\"\",幹栓区間!L16)","v":40},{"$f":"IF(D10=\"\",\"\",幹栓区間!M16)","v":1},{"$f":"幹栓区間!AZ16","v":13.5},14.5,{"$f":"IF(幹栓区間!K16=\"\",\"\",幹栓区間!K16)","v":7},{"$f":"IF(幹栓区間!H16=\"\",\"\",幹栓区間!H16)","v":1.33},{"$f":"幹栓区間!G16","v":1.06},{"$f":"幹栓区間!AH16","v":37},{"$f":"幹栓区間!AJ16","v":0.59},{"$f":"IF(D10=\"\",\"\",ROUND(幹栓区間!N16,2))","v":0},{"$f":"IF(OR(D10=\"\",幹栓区間!$AD$8<>\"この項目を水理計算書に記載する\"),\"\",ROUND(幹栓区間!AD16,2))","v":""},{"$f":"幹栓区間!F16","v":0.59},{"$f":"IF(OR(幹栓区間!$AD$8<>\"この項目を水理計算書に記載する\",幹栓区間!AE16=\"\"),\"\",幹栓区間!AE16)","v":""}]
[null,{"$f":"IF(幹栓区間!I17=\"\",\"\",幹栓区間!I17)","v":7},{"$f":"IF(幹栓区間!J17=\"\",\"\",幹栓区間!J17)","v":"G-H"},{"$f":"IF(幹栓区間!L17=\"\",\"\",幹栓区間!L17)","v":40},{"$f":"IF(D11=\"\",\"\",幹栓区間!M17)","v":7},{"$f":"幹栓区間!AZ17","v":0.3},7.3,{"$f":"IF(幹栓区間!K17=\"\",\"\",幹栓区間!K17)","v":8},{"$f":"IF(幹栓区間!H17=\"\",\"\",幹栓区間!H17)","v":1.39},{"$f":"幹栓区間!G17","v":1.1100000000000001},{"$f":"幹栓区間!AH17","v":40},{"$f":"幹栓区間!AJ17","v":0.32},{"$f":"IF(D11=\"\",\"\",ROUND(幹栓区間!N17,2))","v":0},{"$f":"IF(OR(D11=\"\",幹栓区間!$AD$8<>\"この項目を水理計算書に記載する\"),\"\",ROUND(幹栓区間!AD17,2))","v":""},{"$f":"幹栓区間!F17","v":0.32},{"$f":"IF(OR(幹栓区間!$AD$8<>\"この項目を水理計算書に記載する\",幹栓区間!AE17=\"\"),\"\",幹栓区間!AE17)","v":""}]
[null,{"$f":"IF(幹栓区間!I18=\"\",\"\",幹栓区間!I18)","v":8},{"$f":"IF(幹栓区間!J18=\"\",\"\",幹栓区間!J18)","v":"H-I"},{"$f":"IF(幹栓区間!L18=\"\",\"\",幹栓区間!L18)","v":40},{"$f":"IF(D12=\"\",\"\",幹栓区間!M18)","v":1},{"$f":"幹栓区間!AZ18","v":9.5},10.5,{"$f":"IF(幹栓区間!K18=\"\",\"\",幹栓区間!K18)","v":9},{"$f":"IF(幹栓区間!H18=\"\",\"\",幹栓区間!H18)","v":1.45},{"$f":"幹栓区間!G18","v":1.1499999999999999},{"$f":"幹栓区間!AH18","v":43},{"$f":"幹栓区間!AJ18","v":0.5},{"$f":"IF(D12=\"\",\"\",ROUND(幹栓区間!N18,2))","v":0},{"$f":"IF(OR(D12=\"\",幹栓区間!$AD$8<>\"この項目を水理計算書に記載する\"),\"\",ROUND(幹栓区間!AD18,2))","v":""},{"$f":"幹栓区間!F18","v":0.5},{"$f":"IF(OR(幹栓区間!$AD$8<>\"この項目を水理計算書に記載する\",幹栓区間!AE18=\"\"),\"\",幹栓区間!AE18)","v":""}]
[null,{"$f":"IF(幹栓区間!I19=\"\",\"\",幹栓区間!I19)","v":9},{"$f":"IF(幹栓区間!J19=\"\",\"\",幹栓区間!J19)","v":"I-J"},{"$f":"IF(幹栓区間!L19=\"\",\"\",幹栓区間!L19)","v":40},{"$f":"IF(D13=\"\",\"\",幹栓区間!M19)","v":2},{"$f":"幹栓区間!AZ19","v":1.5},3.5,{"$f":"IF(幹栓区間!K19=\"\",\"\",幹栓区間!K19)","v":10},{"$f":"IF(幹栓区間!H19=\"\",\"\",幹栓区間!H19)","v":1.48},{"$f":"幹栓区間!G19","v":1.18},{"$f":"幹栓区間!AH19","v":44},{"$f":"幹栓区間!AJ19","v":0.17},{"$f":"IF(D13=\"\",\"\",ROUND(幹栓区間!N19,2))","v":0},{"$f":"IF(OR(D13=\"\",幹栓区間!$AD$8<>\"この項目を水理計算書に記載する\"),\"\",ROUND(幹栓区間!AD19,2))","v":""},{"$f":"幹栓区間!F19","v":0.17},{"$f":"IF(OR(幹栓区間!$AD$8<>\"この項目を水理計算書に記載する\",幹栓区間!AE19=\"\"),\"\",幹栓区間!AE19)","v":""}]
[null,{"$f":"IF(幹栓区間!I20=\"\",\"\",幹栓区間!I20)","v":10},{"$f":"IF(幹栓区間!J20=\"\",\"\",幹栓区間!J20)","v":"J-K"},{"$f":"IF(幹栓区間!L20=\"\",\"\",幹栓区間!L20)","v":40},{"$f":"IF(D14=\"\",\"\",幹栓区間!M20)","v":1},{"$f":"幹栓区間!AZ20","v":0},1,{"$f":"IF(幹栓区間!K20=\"\",\"\",幹栓区間!K20)","v":11},{"$f":"IF(幹栓区間!H20=\"\",\"\",幹栓区間!H20)","v":1.58},{"$f":"幹栓区間!G20","v":1.26},{"$f":"幹栓区間!AH20","v":49},{"$f":"幹栓区間!AJ20","v":0.05},{"$f":"IF(D14=\"\",\"\",ROUND(幹栓区間!N20,2))","v":0},{"$f":"IF(OR(D14=\"\",幹栓区間!$AD$8<>\"この項目を水理計算書に記載する\"),\"\",ROUND(幹栓区間!AD20,2))","v":""},{"$f":"幹栓区間!F20","v":0.05},{"$f":"IF(OR(幹栓区間!$AD$8<>\"この項目を水理計算書に記載する\",幹栓区間!AE20=\"\"),\"\",幹栓区間!AE20)","v":""}]
[null,{"$f":"IF(幹栓区間!I21=\"\",\"\",幹栓区間!I21)","v":11},{"$f":"IF(幹栓区間!J21=\"\",\"\",幹栓区間!J21)","v":"K-L"},{"$f":"IF(幹栓区間!L21=\"\",\"\",幹栓区間!L21)","v":""},{"$f":"IF(D15=\"\",\"\",幹栓区間!M21)","v":""},{"$f":"幹栓区間!AZ21","v":""},"",{"$f":"IF(幹栓区間!K21=\"\",\"\",幹栓区間!K21)","v":12},{"$f":"IF(幹栓区間!H21=\"\",\"\",幹栓区間!H21)","v":""},{"$f":"幹栓区間!G21","v":""},{"$f":"幹栓区間!AH21","v":""},{"$f":"幹栓区間!AJ21","v":""},{"$f":"IF(D15=\"\",\"\",ROUND(幹栓区間!N21,2))","v":""},{"$f":"IF(OR(D15=\"\",幹栓区間!$AD$8<>\"この項目を水理計算書に記載する\"),\"\",ROUND(幹栓区間!AD21,2))","v":""},{"$f":"幹栓区間!F21","v":""},{"$f":"IF(OR(幹栓区間!$AD$8<>\"この項目を水理計算書に記載する\",幹栓区間!AE21=\"\"),\"\",幹栓区間!AE21)","v":""}]
[null,{"$f":"IF(幹栓区間!I22=\"\",\"\",幹栓区間!I22)","v":12},{"$f":"IF(幹栓区間!J22=\"\",\"\",幹栓区間!J22)","v":"L-M"},{"$f":"IF(幹栓区間!L22=\"\",\"\",幹栓区間!L22)","v":40},{"$f":"IF(D16=\"\",\"\",幹栓区間!M22)","v":1},{"$f":"幹栓区間!AZ22","v":0},1,{"$f":"IF(幹栓区間!K22=\"\",\"\",幹栓区間!K22)","v":13},{"$f":"IF(幹栓区間!H22=\"\",\"\",幹栓区間!H22)","v":1.77},{"$f":"幹栓区間!G22","v":1.41},{"$f":"幹栓区間!AH22","v":60},{"$f":"幹栓区間!AJ22","v":7.0000000000000007E-2},{"$f":"IF(D16=\"\",\"\",ROUND(幹栓区間!N22,2))","v":0},{"$f":"IF(OR(D16=\"\",幹栓区間!$AD$8<>\"この項目を水理計算書に記載する\"),\"\",ROUND(幹栓区間!AD22,2))","v":""},{"$f":"幹栓区間!F22","v":7.0000000000000007E-2},{"$f":"IF(OR(幹栓区間!$AD$8<>\"この項目を水理計算書に記載する\",幹栓区間!AE22=\"\"),\"\",幹栓区間!AE22)","v":""}]
[null,{"$f":"IF(幹栓区間!I23=\"\",\"\",幹栓区間!I23)","v":13},{"$f":"IF(幹栓区間!J23=\"\",\"\",幹栓区間!J23)","v":"M-N"},{"$f":"IF(幹栓区間!L23=\"\",\"\",幹栓区間!L23)","v":40},{"$f":"IF(D17=\"\",\"\",幹栓区間!M23)","v":2},{"$f":"幹栓区間!AZ23","v":0},2,{"$f":"IF(幹栓区間!K23=\"\",\"\",幹栓区間!K23)","v":14},{"$f":"IF(幹栓区間!H23=\"\",\"\",幹栓区間!H23)","v":1.86},{"$f":"幹栓区間!G23","v":1.48},{"$f":"幹栓区間!AH23","v":66},{"$f":"幹栓区間!AJ23","v":0.15},{"$f":"IF(D17=\"\",\"\",ROUND(幹栓区間!N23,2))","v":0},{"$f":"IF(OR(D17=\"\",幹栓区間!$AD$8<>\"この項目を水理計算書に記載する\"),\"\",ROUND(幹栓区間!AD23,2))","v":""},{"$f":"幹栓区間!F23","v":0.15},{"$f":"IF(OR(幹栓区間!$AD$8<>\"この項目を水理計算書に記載する\",幹栓区間!AE23=\"\"),\"\",幹栓区間!AE23)","v":""}]
[null,{"$f":"IF(幹栓区間!I24=\"\",\"\",幹栓区間!I24)","v":14},{"$f":"IF(幹栓区間!J24=\"\",\"\",幹栓区間!J24)","v":"N-O"},{"$f":"IF(幹栓区間!L24=\"\",\"\",幹栓区間!L24)","v":40},{"$f":"IF(D18=\"\",\"\",幹栓区間!M24)","v":1},{"$f":"幹栓区間!AZ24","v":0},1,{"$f":"IF(幹栓区間!K24=\"\",\"\",幹栓区間!K24)","v":""},{"$f":"IF(幹栓区間!H24=\"\",\"\",幹栓区間!H24)","v":""},{"$f":"幹栓区間!G24","v":""},{"$f":"幹栓区間!AH24","v":""},{"$f":"幹栓区間!AJ24","v":""},{"$f":"IF(D18=\"\",\"\",ROUND(幹栓区間!N24,2))","v":0},{"$f":"IF(OR(D18=\"\",幹栓区間!$AD$8<>\"この項目を水理計算書に記載する\"),\"\",ROUND(幹栓区間!AD24,2))","v":""},{"$f":"幹栓区間!F24","v":""},{"$f":"IF(OR(幹栓区間!$AD$8<>\"この項目を水理計算書に記載する\",幹栓区間!AE24=\"\"),\"\",幹栓区間!AE24)","v":""}]
[null,{"$f":"IF(幹栓区間!I25=\"\",\"\",幹栓区間!I25)","v":15},{"$f":"IF(幹栓区間!J25=\"\",\"\",幹栓区間!J25)","v":"O-P"},{"$f":"IF(幹栓区間!L25=\"\",\"\",幹栓区間!L25)","v":40},{"$f":"IF(D19=\"\",\"\",幹栓区間!M25)","v":5.9},{"$f":"幹栓区間!AZ25","v":5.8},11.7,{"$f":"IF(幹栓区間!K25=\"\",\"\",幹栓区間!K25)","v":16},{"$f":"IF(幹栓区間!H25=\"\",\"\",幹栓区間!H25)","v":2.0299999999999998},{"$f":"幹栓区間!G25","v":1.62},{"$f":"幹栓区間!AH25","v":77},{"$f":"幹栓区間!AJ25","v":0.99},{"$f":"IF(D19=\"\",\"\",ROUND(幹栓区間!N25,2))","v":0.9},{"$f":"IF(OR(D19=\"\",幹栓区間!$AD$8<>\"この項目を水理計算書に記載する\"),\"\",ROUND(幹栓区間!AD25,2))","v":""},{"$f":"幹栓区間!F25","v":1.8900000000000001},{"$f":"IF(OR(幹栓区間!$AD$8<>\"この項目を水理計算書に記載する\",幹栓区間!AE25=\"\"),\"\",幹栓区間!AE25)","v":""}]
[null,{"$f":"IF(幹栓区間!I26=\"\",\"\",幹栓区間!I26)","v":16},{"$f":"IF(幹栓区間!J26=\"\",\"\",幹栓区間!J26)","v":""},{"$f":"IF(幹栓区間!L26=\"\",\"\",幹栓区間!L26)","v":""},{"$f":"IF(D20=\"\",\"\",幹栓区間!M26)","v":""},{"$f":"幹栓区間!AZ26","v":""},"",{"$f":"IF(幹栓区間!K26=\"\",\"\",幹栓区間!K26)","v":""},{"$f":"IF(幹栓区間!H26=\"\",\"\",幹栓区間!H26)","v":""},{"$f":"幹栓区間!G26","v":""},{"$f":"幹栓区間!AH26","v":""},{"$f":"幹栓区間!AJ26","v":""},{"$f":"IF(D20=\"\",\"\",ROUND(幹栓区間!N26,2))","v":""},{"$f":"IF(OR(D20=\"\",幹栓区間!$AD$8<>\"この項目を水理計算書に記載する\"),\"\",ROUND(幹栓区間!AD26,2))","v":""},{"$f":"幹栓区間!F26","v":""},{"$f":"IF(OR(幹栓区間!$AD$8<>\"この項目を水理計算書に記載する\",幹栓区間!AE26=\"\"),\"\",幹栓区間!AE26)","v":""}]
[null,{"$f":"IF(幹栓区間!I27=\"\",\"\",幹栓区間!I27)","v":17},{"$f":"IF(幹栓区間!J27=\"\",\"\",幹栓区間!J27)","v":""},{"$f":"IF(幹栓区間!L27=\"\",\"\",幹栓区間!L27)","v":""},{"$f":"IF(D21=\"\",\"\",幹栓区間!M27)","v":""},{"$f":"幹栓区間!AZ27","v":""},"",{"$f":"IF(幹栓区間!K27=\"\",\"\",幹栓区間!K27)","v":""},{"$f":"IF(幹栓区間!H27=\"\",\"\",幹栓区間!H27)","v":""},{"$f":"幹栓区間!G27","v":""},{"$f":"幹栓区間!AH27","v":""},{"$f":"幹栓区間!AJ27","v":""},{"$f":"IF(D21=\"\",\"\",ROUND(幹栓区間!N27,2))","v":""},{"$f":"IF(OR(D21=\"\",幹栓区間!$AD$8<>\"この項目を水理計算書に記載する\"),\"\",ROUND(幹栓区間!AD27,2))","v":""},{"$f":"幹栓区間!F27","v":""},{"$f":"IF(OR(幹栓区間!$AD$8<>\"この項目を水理計算書に記載する\",幹栓区間!AE27=\"\"),\"\",幹栓区間!AE27)","v":""}]
[null,{"$f":"IF(幹栓区間!I28=\"\",\"\",幹栓区間!I28)","v":18},{"$f":"IF(幹栓区間!J28=\"\",\"\",幹栓区間!J28)","v":""},{"$f":"IF(幹栓区間!L28=\"\",\"\",幹栓区間!L28)","v":""},{"$f":"IF(D22=\"\",\"\",幹栓区間!M28)","v":""},{"$f":"幹栓区間!AZ28","v":""},"",{"$f":"IF(幹栓区間!K28=\"\",\"\",幹栓区間!K28)","v":""},{"$f":"IF(幹栓区間!H28=\"\",\"\",幹栓区間!H28)","v":""},{"$f":"幹栓区間!G28","v":""},{"$f":"幹栓区間!AH28","v":""},{"$f":"幹栓区間!AJ28","v":""},{"$f":"IF(D22=\"\",\"\",ROUND(幹栓区間!N28,2))","v":""},{"$f":"IF(OR(D22=\"\",幹栓区間!$AD$8<>\"この項目を水理計算書に記載する\"),\"\",ROUND(幹栓区間!AD28,2))","v":""},{"$f":"幹栓区間!F28","v":""},{"$f":"IF(OR(幹栓区間!$AD$8<>\"この項目を水理計算書に記載する\",幹栓区間!AE28=\"\"),\"\",幹栓区間!AE28)","v":""}]
[null,{"$f":"IF(幹栓区間!I29=\"\",\"\",幹栓区間!I29)","v":19},{"$f":"IF(幹栓区間!J29=\"\",\"\",幹栓区間!J29)","v":""},{"$f":"IF(幹栓区間!L29=\"\",\"\",幹栓区間!L29)","v":""},{"$f":"IF(D23=\"\",\"\",幹栓区間!M29)","v":""},{"$f":"幹栓区間!AZ29","v":""},"",{"$f":"IF(幹栓区間!K29=\"\",\"\",幹栓区間!K29)","v":""},{"$f":"IF(幹栓区間!H29=\"\",\"\",幹栓区間!H29)","v":""},{"$f":"幹栓区間!G29","v":""},{"$f":"幹栓区間!AH29","v":""},{"$f":"幹栓区間!AJ29","v":""},{"$f":"IF(D23=\"\",\"\",ROUND(幹栓区間!N29,2))","v":""},{"$f":"IF(OR(D23=\"\",幹栓区間!$AD$8<>\"この項目を水理計算書に記載する\"),\"\",ROUND(幹栓区間!AD29,2))","v":""},{"$f":"幹栓区間!F29","v":""},{"$f":"IF(OR(幹栓区間!$AD$8<>\"この項目を水理計算書に記載する\",幹栓区間!AE29=\"\"),\"\",幹栓区間!AE29)","v":""}]
[null,{"$f":"IF(幹栓区間!I30=\"\",\"\",幹栓区間!I30)","v":20},{"$f":"IF(幹栓区間!J30=\"\",\"\",幹栓区間!J30)","v":""},{"$f":"IF(幹栓区間!L30=\"\",\"\",幹栓区間!L30)","v":""},{"$f":"IF(D24=\"\",\"\",幹栓区間!M30)","v":""},{"$f":"幹栓区間!AZ30","v":""},"",{"$f":"IF(幹栓区間!K30=\"\",\"\",幹栓区間!K30)","v":""},{"$f":"IF(幹栓区間!H30=\"\",\"\",幹栓区間!H30)","v":""},{"$f":"幹栓区間!G30","v":""},{"$f":"幹栓区間!AH30","v":""},{"$f":"幹栓区間!AJ30","v":""},{"$f":"IF(D24=\"\",\"\",ROUND(幹栓区間!N30,2))","v":""},{"$f":"IF(OR(D24=\"\",幹栓区間!$AD$8<>\"この項目を水理計算書に記載する\"),\"\",ROUND(幹栓区間!AD30,2))","v":""},{"$f":"幹栓区間!F30","v":""},{"$f":"IF(OR(幹栓区間!$AD$8<>\"この項目を水理計算書に記載する\",幹栓区間!AE30=\"\"),\"\",幹栓区間!AE30)","v":""}]
[null,{"$f":"IF(幹栓区間!I31=\"\",\"\",幹栓区間!I31)","v":21},{"$f":"IF(幹栓区間!J31=\"\",\"\",幹栓区間!J31)","v":""},{"$f":"IF(幹栓区間!L31=\"\",\"\",幹栓区間!L31)","v":""},{"$f":"IF(D25=\"\",\"\",幹栓区間!M31)","v":""},{"$f":"幹栓区間!AZ31","v":""},"",{"$f":"IF(幹栓区間!K31=\"\",\"\",幹栓区間!K31)","v":""},{"$f":"IF(幹栓区間!H31=\"\",\"\",幹栓区間!H31)","v":""},{"$f":"幹栓区間!G31","v":""},{"$f":"幹栓区間!AH31","v":""},{"$f":"幹栓区間!AJ31","v":""},{"$f":"IF(D25=\"\",\"\",ROUND(幹栓区間!N31,2))","v":""},{"$f":"IF(OR(D25=\"\",幹栓区間!$AD$8<>\"この項目を水理計算書に記載する\"),\"\",ROUND(幹栓区間!AD31,2))","v":""},{"$f":"幹栓区間!F31","v":""},{"$f":"IF(OR(幹栓区間!$AD$8<>\"この項目を水理計算書に記載する\",幹栓区間!AE31=\"\"),\"\",幹栓区間!AE31)","v":""}]
[null,{"$f":"IF(幹栓区間!I32=\"\",\"\",幹栓区間!I32)","v":22},{"$f":"IF(幹栓区間!J32=\"\",\"\",幹栓区間!J32)","v":""},{"$f":"IF(幹栓区間!L32=\"\",\"\",幹栓区間!L32)","v":""},{"$f":"IF(D26=\"\",\"\",幹栓区間!M32)","v":""},{"$f":"幹栓区間!AZ32","v":""},"",{"$f":"IF(幹栓区間!K32=\"\",\"\",幹栓区間!K32)","v":""},{"$f":"IF(幹栓区間!H32=\"\",\"\",幹栓区間!H32)","v":""},{"$f":"幹栓区間!G32","v":""},{"$f":"幹栓区間!AH32","v":""},{"$f":"幹栓区間!AJ32","v":""},{"$f":"IF(D26=\"\",\"\",ROUND(幹栓区間!N32,2))","v":""},{"$f":"IF(OR(D26=\"\",幹栓区間!$AD$8<>\"この項目を水理計算書に記載する\"),\"\",ROUND(幹栓区間!AD32,2))","v":""},{"$f":"幹栓区間!F32","v":""},{"$f":"IF(OR(幹栓区間!$AD$8<>\"この項目を水理計算書に記載する\",幹栓区間!AE32=\"\"),\"\",幹栓区間!AE32)","v":""}]
[null,{"$f":"IF(幹栓区間!I33=\"\",\"\",幹栓区間!I33)","v":23},{"$f":"IF(幹栓区間!J33=\"\",\"\",幹栓区間!J33)","v":""},{"$f":"IF(幹栓区間!L33=\"\",\"\",幹栓区間!L33)","v":""},{"$f":"IF(D27=\"\",\"\",幹栓区間!M33)","v":""},{"$f":"幹栓区間!AZ33","v":""},"",{"$f":"IF(幹栓区間!K33=\"\",\"\",幹栓区間!K33)","v":""},{"$f":"IF(幹栓区間!H33=\"\",\"\",幹栓区間!H33)","v":""},{"$f":"幹栓区間!G33","v":""},{"$f":"幹栓区間!AH33","v":""},{"$f":"幹栓区間!AJ33","v":""},{"$f":"IF(D27=\"\",\"\",ROUND(幹栓区間!N33,2))","v":""},{"$f":"IF(OR(D27=\"\",幹栓区間!$AD$8<>\"この項目を水理計算書に記載する\"),\"\",ROUND(幹栓区間!AD33,2))","v":""},{"$f":"幹栓区間!F33","v":""},{"$f":"IF(OR(幹栓区間!$AD$8<>\"この項目を水理計算書に記載する\",幹栓区間!AE33=\"\"),\"\",幹栓区間!AE33)","v":""}]
[null,{"$f":"IF(幹栓区間!I34=\"\",\"\",幹栓区間!I34)","v":24},{"$f":"IF(幹栓区間!J34=\"\",\"\",幹栓区間!J34)","v":""},{"$f":"IF(幹栓区間!L34=\"\",\"\",幹栓区間!L34)","v":""},{"$f":"IF(D28=\"\",\"\",幹栓区間!M34)","v":""},{"$f":"幹栓区間!AZ34","v":""},"",{"$f":"IF(幹栓区間!K34=\"\",\"\",幹栓区間!K34)","v":""},{"$f":"IF(幹栓区間!H34=\"\",\"\",幹栓区間!H34)","v":""},{"$f":"幹栓区間!G34","v":""},{"$f":"幹栓区間!AH34","v":""},{"$f":"幹栓区間!AJ34","v":""},{"$f":"IF(D28=\"\",\"\",ROUND(幹栓区間!N34,2))","v":""},{"$f":"IF(OR(D28=\"\",幹栓区間!$AD$8<>\"この項目を水理計算書に記載する\"),\"\",ROUND(幹栓区間!AD34,2))","v":""},{"$f":"幹栓区間!F34","v":""},{"$f":"IF(OR(幹栓区間!$AD$8<>\"この項目を水理計算書に記載する\",幹栓区間!AE34=\"\"),\"\",幹栓区間!AE34)","v":""}]
[null,{"$f":"IF(幹栓区間!I35=\"\",\"\",幹栓区間!I35)","v":25},{"$f":"IF(幹栓区間!J35=\"\",\"\",幹栓区間!J35)","v":""},{"$f":"IF(幹栓区間!L35=\"\",\"\",幹栓区間!L35)","v":""},{"$f":"IF(D29=\"\",\"\",幹栓区間!M35)","v":""},{"$f":"幹栓区間!AZ35","v":""},"",{"$f":"IF(幹栓区間!K35=\"\",\"\",幹栓区間!K35)","v":""},{"$f":"IF(幹栓区間!H35=\"\",\"\",幹栓区間!H35)","v":""},{"$f":"幹栓区間!G35","v":""},{"$f":"幹栓区間!AH35","v":""},{"$f":"幹栓区間!AJ35","v":""},{"$f":"IF(D29=\"\",\"\",ROUND(幹栓区間!N35,2))","v":""},{"$f":"IF(OR(D29=\"\",幹栓区間!$AD$8<>\"この項目を水理計算書に記載する\"),\"\",ROUND(幹栓区間!AD35,2))","v":""},{"$f":"幹栓区間!F35","v":""},{"$f":"IF(OR(幹栓区間!$AD$8<>\"この項目を水理計算書に記載する\",幹栓区間!AE35=\"\"),\"\",幹栓区間!AE35)","v":""}]
[null,{"$f":"IF(幹栓区間!$I$10<26,\"合計 \",\"小計\")","v":"合計 "},null,null,{"$f":"SUM(E5:E29)","v":34.9},{"$f":"SUM(F5:F29)","v":71.399999999999991},{"$f":"SUM(G5:G29)","v":106.3},null,null,null,null,{"$f":"SUM(L5:L29)","v":4.3499999999999996},{"$f":"SUM(M5:M29)","v":0.9},{"$f":"IF(幹栓区間!$AD$8<>\"この項目を水理計算書に記載する\",\"\",SUM(N5:N29))","v":""},{"$f":"SUM(O5:O29)","v":5.25}]
[]
[null,"※1 他損失水頭等の内訳は備考欄参照。"]
[null,{"$f":"IF(幹栓2!$B$15<>\"設定する\",\"\",IF(幹栓2!$C$15=\"\",\"※2 安全率未入力\",\"※2 損失水頭は安全率\"&幹栓2!$C$15&\"％を含んだ値。\"))","v":"※2 損失水頭は安全率10％を含んだ値。"}]
[]
[null,"損失水頭計算表-幹栓 ( 2 / 2 )"]
[]
[null,"区間数","区間名","口径","管延長","直管\n換算長","管長計",{"$f":"IF(幹栓区間!$K$9=\"戸数\",\"戸数\",\"居住人数\")","v":"戸数"},"流量","流速","動水勾配",{"$f":"IF(幹栓2!$B$15=\"設定する\",\"損失水頭\n（※2）\",\"損失水頭\")","v":"損失水頭\n（※2）"},"立上り","他損失\n水頭等\n（※1）","所要水頭","備考"]
[null,null,null,"mm","m","m","m",{"$f":"IF(幹栓区間!$K$9=\"戸数\",\"戸\",\"人\")","v":"戸"},"L/sec","m/sec","‰","m","m","m","m"]
[null,null,"前区間小計",null,{"$f":"E30","v":34.9},{"$f":"F30","v":71.399999999999991},{"$f":"G30","v":106.3},null,null,null,null,{"$f":"L30","v":4.3499999999999996},{"$f":"M30","v":0.9},{"$f":"N30","v":""},{"$f":"O30","v":5.25}]
[null,{"$f":"IF(幹栓区間!I36=\"\",\"\",幹栓区間!I36)","v":26},{"$f":"IF(幹栓区間!J36=\"\",\"\",幹栓区間!J36)","v":""},{"$f":"IF(幹栓区間!L36=\"\",\"\",幹栓区間!L36)","v":""},{"$f":"IF(D40=\"\",\"\",幹栓区間!M36)","v":""},{"$f":"幹栓区間!AZ36","v":""},{"$f":"IF(F40=\"\",\"\",E40+F40)","v":""},{"$f":"IF(幹栓区間!K36=\"\",\"\",幹栓区間!K36)","v":""},{"$f":"IF(幹栓区間!H36=\"\",\"\",幹栓区間!H36)","v":""},{"$f":"幹栓区間!G36","v":""},{"$f":"幹栓区間!AH36","v":""},{"$f":"幹栓区間!AJ36","v":""},{"$f":"IF(D40=\"\",\"\",ROUND(幹栓区間!N36,2))","v":""},{"$f":"IF(OR(D40=\"\",幹栓区間!$AD$8<>\"この項目を水理計算書に記載する\"),\"\",ROUND(幹栓区間!AD36,2))","v":""},{"$f":"幹栓区間!F36","v":""},{"$f":"IF(OR(幹栓区間!$AD$8<>\"この項目を水理計算書に記載する\",幹栓区間!AE36=\"\"),\"\",幹栓区間!AE36)","v":""}]
[null,{"$f":"IF(幹栓区間!I37=\"\",\"\",幹栓区間!I37)","v":27},{"$f":"IF(幹栓区間!J37=\"\",\"\",幹栓区間!J37)","v":""},{"$f":"IF(幹栓区間!L37=\"\",\"\",幹栓区間!L37)","v":""},{"$f":"IF(D41=\"\",\"\",幹栓区間!M37)","v":""},{"$f":"幹栓区間!AZ37","v":""},"",{"$f":"IF(幹栓区間!K37=\"\",\"\",幹栓区間!K37)","v":""},{"$f":"IF(幹栓区間!H37=\"\",\"\",幹栓区間!H37)","v":""},{"$f":"幹栓区間!G37","v":""},{"$f":"幹栓区間!AH37","v":""},{"$f":"幹栓区間!AJ37","v":""},{"$f":"IF(D41=\"\",\"\",ROUND(幹栓区間!N37,2))","v":""},{"$f":"IF(OR(D41=\"\",幹栓区間!$AD$8<>\"この項目を水理計算書に記載する\"),\"\",ROUND(幹栓区間!AD37,2))","v":""},{"$f":"幹栓区間!F37","v":""},{"$f":"IF(OR(幹栓区間!$AD$8<>\"この項目を水理計算書に記載する\",幹栓区間!AE37=\"\"),\"\",幹栓区間!AE37)","v":""}]
[null,{"$f":"IF(幹栓区間!I38=\"\",\"\",幹栓区間!I38)","v":28},{"$f":"IF(幹栓区間!J38=\"\",\"\",幹栓区間!J38)","v":""},{"$f":"IF(幹栓区間!L38=\"\",\"\",幹栓区間!L38)","v":""},{"$f":"IF(D42=\"\",\"\",幹栓区間!M38)","v":""},{"$f":"幹栓区間!AZ38","v":""},"",{"$f":"IF(幹栓区間!K38=\"\",\"\",幹栓区間!K38)","v":""},{"$f":"IF(幹栓区間!H38=\"\",\"\",幹栓区間!H38)","v":""},{"$f":"幹栓区間!G38","v":""},{"$f":"幹栓区間!AH38","v":""},{"$f":"幹栓区間!AJ38","v":""},{"$f":"IF(D42=\"\",\"\",ROUND(幹栓区間!N38,2))","v":""},{"$f":"IF(OR(D42=\"\",幹栓区間!$AD$8<>\"この項目を水理計算書に記載する\"),\"\",ROUND(幹栓区間!AD38,2))","v":""},{"$f":"幹栓区間!F38","v":""},{"$f":"IF(OR(幹栓区間!$AD$8<>\"この項目を水理計算書に記載する\",幹栓区間!AE38=\"\"),\"\",幹栓区間!AE38)","v":""}]
[null,{"$f":"IF(幹栓区間!I39=\"\",\"\",幹栓区間!I39)","v":29},{"$f":"IF(幹栓区間!J39=\"\",\"\",幹栓区間!J39)","v":""},{"$f":"IF(幹栓区間!L39=\"\",\"\",幹栓区間!L39)","v":""},{"$f":"IF(D43=\"\",\"\",幹栓区間!M39)","v":""},{"$f":"幹栓区間!AZ39","v":""},"",{"$f":"IF(幹栓区間!K39=\"\",\"\",幹栓区間!K39)","v":""},{"$f":"IF(幹栓区間!H39=\"\",\"\",幹栓区間!H39)","v":""},{"$f":"幹栓区間!G39","v":""},{"$f":"幹栓区間!AH39","v":""},{"$f":"幹栓区間!AJ39","v":""},{"$f":"IF(D43=\"\",\"\",ROUND(幹栓区間!N39,2))","v":""},{"$f":"IF(OR(D43=\"\",幹栓区間!$AD$8<>\"この項目を水理計算書に記載する\"),\"\",ROUND(幹栓区間!AD39,2))","v":""},{"$f":"幹栓区間!F39","v":""},{"$f":"IF(OR(幹栓区間!$AD$8<>\"この項目を水理計算書に記載する\",幹栓区間!AE39=\"\"),\"\",幹栓区間!AE39)","v":""}]
[null,{"$f":"IF(幹栓区間!I40=\"\",\"\",幹栓区間!I40)","v":30},{"$f":"IF(幹栓区間!J40=\"\",\"\",幹栓区間!J40)","v":""},{"$f":"IF(幹栓区間!L40=\"\",\"\",幹栓区間!L40)","v":""},{"$f":"IF(D44=\"\",\"\",幹栓区間!M40)","v":""},{"$f":"幹栓区間!AZ40","v":""},"",{"$f":"IF(幹栓区間!K40=\"\",\"\",幹栓区間!K40)","v":""},{"$f":"IF(幹栓区間!H40=\"\",\"\",幹栓区間!H40)","v":""},{"$f":"幹栓区間!G40","v":""},{"$f":"幹栓区間!AH40","v":""},{"$f":"幹栓区間!AJ40","v":""},{"$f":"IF(D44=\"\",\"\",ROUND(幹栓区間!N40,2))","v":""},{"$f":"IF(OR(D44=\"\",幹栓区間!$AD$8<>\"この項目を水理計算書に記載する\"),\"\",ROUND(幹栓区間!AD40,2))","v":""},{"$f":"幹栓区間!F40","v":""},{"$f":"IF(OR(幹栓区間!$AD$8<>\"この項目を水理計算書に記載する\",幹栓区間!AE40=\"\"),\"\",幹栓区間!AE40)","v":""}]
[null,{"$f":"IF(幹栓区間!I41=\"\",\"\",幹栓区間!I41)","v":31},{"$f":"IF(幹栓区間!J41=\"\",\"\",幹栓区間!J41)","v":""},{"$f":"IF(幹栓区間!L41=\"\",\"\",幹栓区間!L41)","v":""},{"$f":"IF(D45=\"\",\"\",幹栓区間!M41)","v":""},{"$f":"幹栓区間!AZ41","v":""},"",{"$f":"IF(幹栓区間!K41=\"\",\"\",幹栓区間!K41)","v":""},{"$f":"IF(幹栓区間!H41=\"\",\"\",幹栓区間!H41)","v":""},{"$f":"幹栓区間!G41","v":""},{"$f":"幹栓区間!AH41","v":""},{"$f":"幹栓区間!AJ41","v":""},{"$f":"IF(D45=\"\",\"\",ROUND(幹栓区間!N41,2))","v":""},{"$f":"IF(OR(D45=\"\",幹栓区間!$AD$8<>\"この項目を水理計算書に記載する\"),\"\",ROUND(幹栓区間!AD41,2))","v":""},{"$f":"幹栓区間!F41","v":""},{"$f":"IF(OR(幹栓区間!$AD$8<>\"この項目を水理計算書に記載する\",幹栓区間!AE41=\"\"),\"\",幹栓区間!AE41)","v":""}]
[null,{"$f":"IF(幹栓区間!I42=\"\",\"\",幹栓区間!I42)","v":32},{"$f":"IF(幹栓区間!J42=\"\",\"\",幹栓区間!J42)","v":""},{"$f":"IF(幹栓区間!L42=\"\",\"\",幹栓区間!L42)","v":""},{"$f":"IF(D46=\"\",\"\",幹栓区間!M42)","v":""},{"$f":"幹栓区間!AZ42","v":""},"",{"$f":"IF(幹栓区間!K42=\"\",\"\",幹栓区間!K42)","v":""},{"$f":"IF(幹栓区間!H42=\"\",\"\",幹栓区間!H42)","v":""},{"$f":"幹栓区間!G42","v":""},{"$f":"幹栓区間!AH42","v":""},{"$f":"幹栓区間!AJ42","v":""},{"$f":"IF(D46=\"\",\"\",ROUND(幹栓区間!N42,2))","v":""},{"$f":"IF(OR(D46=\"\",幹栓区間!$AD$8<>\"この項目を水理計算書に記載する\"),\"\",ROUND(幹栓区間!AD42,2))","v":""},{"$f":"幹栓区間!F42","v":""},{"$f":"IF(OR(幹栓区間!$AD$8<>\"この項目を水理計算書に記載する\",幹栓区間!AE42=\"\"),\"\",幹栓区間!AE42)","v":""}]
[null,{"$f":"IF(幹栓区間!I43=\"\",\"\",幹栓区間!I43)","v":33},{"$f":"IF(幹栓区間!J43=\"\",\"\",幹栓区間!J43)","v":""},{"$f":"IF(幹栓区間!L43=\"\",\"\",幹栓区間!L43)","v":""},{"$f":"IF(D47=\"\",\"\",幹栓区間!M43)","v":""},{"$f":"幹栓区間!AZ43","v":""},"",{"$f":"IF(幹栓区間!K43=\"\",\"\",幹栓区間!K43)","v":""},{"$f":"IF(幹栓区間!H43=\"\",\"\",幹栓区間!H43)","v":""},{"$f":"幹栓区間!G43","v":""},{"$f":"幹栓区間!AH43","v":""},{"$f":"幹栓区間!AJ43","v":""},{"$f":"IF(D47=\"\",\"\",ROUND(幹栓区間!N43,2))","v":""},{"$f":"IF(OR(D47=\"\",幹栓区間!$AD$8<>\"この項目を水理計算書に記載する\"),\"\",ROUND(幹栓区間!AD43,2))","v":""},{"$f":"幹栓区間!F43","v":""},{"$f":"IF(OR(幹栓区間!$AD$8<>\"この項目を水理計算書に記載する\",幹栓区間!AE43=\"\"),\"\",幹栓区間!AE43)","v":""}]
[null,{"$f":"IF(幹栓区間!I44=\"\",\"\",幹栓区間!I44)","v":34},{"$f":"IF(幹栓区間!J44=\"\",\"\",幹栓区間!J44)","v":""},{"$f":"IF(幹栓区間!L44=\"\",\"\",幹栓区間!L44)","v":""},{"$f":"IF(D48=\"\",\"\",幹栓区間!M44)","v":""},{"$f":"幹栓区間!AZ44","v":""},"",{"$f":"IF(幹栓区間!K44=\"\",\"\",幹栓区間!K44)","v":""},{"$f":"IF(幹栓区間!H44=\"\",\"\",幹栓区間!H44)","v":""},{"$f":"幹栓区間!G44","v":""},{"$f":"幹栓区間!AH44","v":""},{"$f":"幹栓区間!AJ44","v":""},{"$f":"IF(D48=\"\",\"\",ROUND(幹栓区間!N44,2))","v":""},{"$f":"IF(OR(D48=\"\",幹栓区間!$AD$8<>\"この項目を水理計算書に記載する\"),\"\",ROUND(幹栓区間!AD44,2))","v":""},{"$f":"幹栓区間!F44","v":""},{"$f":"IF(OR(幹栓区間!$AD$8<>\"この項目を水理計算書に記載する\",幹栓区間!AE44=\"\"),\"\",幹栓区間!AE44)","v":""}]
[null,{"$f":"IF(幹栓区間!I45=\"\",\"\",幹栓区間!I45)","v":35},{"$f":"IF(幹栓区間!J45=\"\",\"\",幹栓区間!J45)","v":""},{"$f":"IF(幹栓区間!L45=\"\",\"\",幹栓区間!L45)","v":""},{"$f":"IF(D49=\"\",\"\",幹栓区間!M45)","v":""},{"$f":"幹栓区間!AZ45","v":""},"",{"$f":"IF(幹栓区間!K45=\"\",\"\",幹栓区間!K45)","v":""},{"$f":"IF(幹栓区間!H45=\"\",\"\",幹栓区間!H45)","v":""},{"$f":"幹栓区間!G45","v":""},{"$f":"幹栓区間!AH45","v":""},{"$f":"幹栓区間!AJ45","v":""},{"$f":"IF(D49=\"\",\"\",ROUND(幹栓区間!N45,2))","v":""},{"$f":"IF(OR(D49=\"\",幹栓区間!$AD$8<>\"この項目を水理計算書に記載する\"),\"\",ROUND(幹栓区間!AD45,2))","v":""},{"$f":"幹栓区間!F45","v":""},{"$f":"IF(OR(幹栓区間!$AD$8<>\"この項目を水理計算書に記載する\",幹栓区間!AE45=\"\"),\"\",幹栓区間!AE45)","v":""}]
[null,{"$f":"IF(幹栓区間!I46=\"\",\"\",幹栓区間!I46)","v":36},{"$f":"IF(幹栓区間!J46=\"\",\"\",幹栓区間!J46)","v":""},{"$f":"IF(幹栓区間!L46=\"\",\"\",幹栓区間!L46)","v":""},{"$f":"IF(D50=\"\",\"\",幹栓区間!M46)","v":""},{"$f":"幹栓区間!AZ46","v":""},"",{"$f":"IF(幹栓区間!K46=\"\",\"\",幹栓区間!K46)","v":""},{"$f":"IF(幹栓区間!H46=\"\",\"\",幹栓区間!H46)","v":""},{"$f":"幹栓区間!G46","v":""},{"$f":"幹栓区間!AH46","v":""},{"$f":"幹栓区間!AJ46","v":""},{"$f":"IF(D50=\"\",\"\",ROUND(幹栓区間!N46,2))","v":""},{"$f":"IF(OR(D50=\"\",幹栓区間!$AD$8<>\"この項目を水理計算書に記載する\"),\"\",ROUND(幹栓区間!AD46,2))","v":""},{"$f":"幹栓区間!F46","v":""},{"$f":"IF(OR(幹栓区間!$AD$8<>\"この項目を水理計算書に記載する\",幹栓区間!AE46=\"\"),\"\",幹栓区間!AE46)","v":""}]
[null,{"$f":"IF(幹栓区間!I47=\"\",\"\",幹栓区間!I47)","v":37},{"$f":"IF(幹栓区間!J47=\"\",\"\",幹栓区間!J47)","v":""},{"$f":"IF(幹栓区間!L47=\"\",\"\",幹栓区間!L47)","v":""},{"$f":"IF(D51=\"\",\"\",幹栓区間!M47)","v":""},{"$f":"幹栓区間!AZ47","v":""},"",{"$f":"IF(幹栓区間!K47=\"\",\"\",幹栓区間!K47)","v":""},{"$f":"IF(幹栓区間!H47=\"\",\"\",幹栓区間!H47)","v":""},{"$f":"幹栓区間!G47","v":""},{"$f":"幹栓区間!AH47","v":""},{"$f":"幹栓区間!AJ47","v":""},{"$f":"IF(D51=\"\",\"\",ROUND(幹栓区間!N47,2))","v":""},{"$f":"IF(OR(D51=\"\",幹栓区間!$AD$8<>\"この項目を水理計算書に記載する\"),\"\",ROUND(幹栓区間!AD47,2))","v":""},{"$f":"幹栓区間!F47","v":""},{"$f":"IF(OR(幹栓区間!$AD$8<>\"この項目を水理計算書に記載する\",幹栓区間!AE47=\"\"),\"\",幹栓区間!AE47)","v":""}]
[null,{"$f":"IF(幹栓区間!I48=\"\",\"\",幹栓区間!I48)","v":38},{"$f":"IF(幹栓区間!J48=\"\",\"\",幹栓区間!J48)","v":""},{"$f":"IF(幹栓区間!L48=\"\",\"\",幹栓区間!L48)","v":""},{"$f":"IF(D52=\"\",\"\",幹栓区間!M48)","v":""},{"$f":"幹栓区間!AZ48","v":""},"",{"$f":"IF(幹栓区間!K48=\"\",\"\",幹栓区間!K48)","v":""},{"$f":"IF(幹栓区間!H48=\"\",\"\",幹栓区間!H48)","v":""},{"$f":"幹栓区間!G48","v":""},{"$f":"幹栓区間!AH48","v":""},{"$f":"幹栓区間!AJ48","v":""},{"$f":"IF(D52=\"\",\"\",ROUND(幹栓区間!N48,2))","v":""},{"$f":"IF(OR(D52=\"\",幹栓区間!$AD$8<>\"この項目を水理計算書に記載する\"),\"\",ROUND(幹栓区間!AD48,2))","v":""},{"$f":"幹栓区間!F48","v":""},{"$f":"IF(OR(幹栓区間!$AD$8<>\"この項目を水理計算書に記載する\",幹栓区間!AE48=\"\"),\"\",幹栓区間!AE48)","v":""}]
[null,{"$f":"IF(幹栓区間!I49=\"\",\"\",幹栓区間!I49)","v":39},{"$f":"IF(幹栓区間!J49=\"\",\"\",幹栓区間!J49)","v":""},{"$f":"IF(幹栓区間!L49=\"\",\"\",幹栓区間!L49)","v":""},{"$f":"IF(D53=\"\",\"\",幹栓区間!M49)","v":""},{"$f":"幹栓区間!AZ49","v":""},"",{"$f":"IF(幹栓区間!K49=\"\",\"\",幹栓区間!K49)","v":""},{"$f":"IF(幹栓区間!H49=\"\",\"\",幹栓区間!H49)","v":""},{"$f":"幹栓区間!G49","v":""},{"$f":"幹栓区間!AH49","v":""},{"$f":"幹栓区間!AJ49","v":""},{"$f":"IF(D53=\"\",\"\",ROUND(幹栓区間!N49,2))","v":""},{"$f":"IF(OR(D53=\"\",幹栓区間!$AD$8<>\"この項目を水理計算書に記載する\"),\"\",ROUND(幹栓区間!AD49,2))","v":""},{"$f":"幹栓区間!F49","v":""},{"$f":"IF(OR(幹栓区間!$AD$8<>\"この項目を水理計算書に記載する\",幹栓区間!AE49=\"\"),\"\",幹栓区間!AE49)","v":""}]
[null,{"$f":"IF(幹栓区間!I50=\"\",\"\",幹栓区間!I50)","v":40},{"$f":"IF(幹栓区間!J50=\"\",\"\",幹栓区間!J50)","v":""},{"$f":"IF(幹栓区間!L50=\"\",\"\",幹栓区間!L50)","v":""},{"$f":"IF(D54=\"\",\"\",幹栓区間!M50)","v":""},{"$f":"幹栓区間!AZ50","v":""},"",{"$f":"IF(幹栓区間!K50=\"\",\"\",幹栓区間!K50)","v":""},{"$f":"IF(幹栓区間!H50=\"\",\"\",幹栓区間!H50)","v":""},{"$f":"幹栓区間!G50","v":""},{"$f":"幹栓区間!AH50","v":""},{"$f":"幹栓区間!AJ50","v":""},{"$f":"IF(D54=\"\",\"\",ROUND(幹栓区間!N50,2))","v":""},{"$f":"IF(OR(D54=\"\",幹栓区間!$AD$8<>\"この項目を水理計算書に記載する\"),\"\",ROUND(幹栓区間!AD50,2))","v":""},{"$f":"幹栓区間!F50","v":""},{"$f":"IF(OR(幹栓区間!$AD$8<>\"この項目を水理計算書に記載する\",幹栓区間!AE50=\"\"),\"\",幹栓区間!AE50)","v":""}]
[null,{"$f":"IF(幹栓区間!I51=\"\",\"\",幹栓区間!I51)","v":41},{"$f":"IF(幹栓区間!J51=\"\",\"\",幹栓区間!J51)","v":""},{"$f":"IF(幹栓区間!L51=\"\",\"\",幹栓区間!L51)","v":""},{"$f":"IF(D55=\"\",\"\",幹栓区間!M51)","v":""},{"$f":"幹栓区間!AZ51","v":""},"",{"$f":"IF(幹栓区間!K51=\"\",\"\",幹栓区間!K51)","v":""},{"$f":"IF(幹栓区間!H51=\"\",\"\",幹栓区間!H51)","v":""},{"$f":"幹栓区間!G51","v":""},{"$f":"幹栓区間!AH51","v":""},{"$f":"幹栓区間!AJ51","v":""},{"$f":"IF(D55=\"\",\"\",ROUND(幹栓区間!N51,2))","v":""},{"$f":"IF(OR(D55=\"\",幹栓区間!$AD$8<>\"この項目を水理計算書に記載する\"),\"\",ROUND(幹栓区間!AD51,2))","v":""},{"$f":"幹栓区間!F51","v":""},{"$f":"IF(OR(幹栓区間!$AD$8<>\"この項目を水理計算書に記載する\",幹栓区間!AE51=\"\"),\"\",幹栓区間!AE51)","v":""}]
[null,{"$f":"IF(幹栓区間!I52=\"\",\"\",幹栓区間!I52)","v":42},{"$f":"IF(幹栓区間!J52=\"\",\"\",幹栓区間!J52)","v":""},{"$f":"IF(幹栓区間!L52=\"\",\"\",幹栓区間!L52)","v":""},{"$f":"IF(D56=\"\",\"\",幹栓区間!M52)","v":""},{"$f":"幹栓区間!AZ52","v":""},"",{"$f":"IF(幹栓区間!K52=\"\",\"\",幹栓区間!K52)","v":""},{"$f":"IF(幹栓区間!H52=\"\",\"\",幹栓区間!H52)","v":""},{"$f":"幹栓区間!G52","v":""},{"$f":"幹栓区間!AH52","v":""},{"$f":"幹栓区間!AJ52","v":""},{"$f":"IF(D56=\"\",\"\",ROUND(幹栓区間!N52,2))","v":""},{"$f":"IF(OR(D56=\"\",幹栓区間!$AD$8<>\"この項目を水理計算書に記載する\"),\"\",ROUND(幹栓区間!AD52,2))","v":""},{"$f":"幹栓区間!F52","v":""},{"$f":"IF(OR(幹栓区間!$AD$8<>\"この項目を水理計算書に記載する\",幹栓区間!AE52=\"\"),\"\",幹栓区間!AE52)","v":""}]
[null,{"$f":"IF(幹栓区間!I53=\"\",\"\",幹栓区間!I53)","v":43},{"$f":"IF(幹栓区間!J53=\"\",\"\",幹栓区間!J53)","v":""},{"$f":"IF(幹栓区間!L53=\"\",\"\",幹栓区間!L53)","v":""},{"$f":"IF(D57=\"\",\"\",幹栓区間!M53)","v":""},{"$f":"幹栓区間!AZ53","v":""},"",{"$f":"IF(幹栓区間!K53=\"\",\"\",幹栓区間!K53)","v":""},{"$f":"IF(幹栓区間!H53=\"\",\"\",幹栓区間!H53)","v":""},{"$f":"幹栓区間!G53","v":""},{"$f":"幹栓区間!AH53","v":""},{"$f":"幹栓区間!AJ53","v":""},{"$f":"IF(D57=\"\",\"\",ROUND(幹栓区間!N53,2))","v":""},{"$f":"IF(OR(D57=\"\",幹栓区間!$AD$8<>\"この項目を水理計算書に記載する\"),\"\",ROUND(幹栓区間!AD53,2))","v":""},{"$f":"幹栓区間!F53","v":""},{"$f":"IF(OR(幹栓区間!$AD$8<>\"この項目を水理計算書に記載する\",幹栓区間!AE53=\"\"),\"\",幹栓区間!AE53)","v":""}]
[null,{"$f":"IF(幹栓区間!I54=\"\",\"\",幹栓区間!I54)","v":44},{"$f":"IF(幹栓区間!J54=\"\",\"\",幹栓区間!J54)","v":""},{"$f":"IF(幹栓区間!L54=\"\",\"\",幹栓区間!L54)","v":""},{"$f":"IF(D58=\"\",\"\",幹栓区間!M54)","v":""},{"$f":"幹栓区間!AZ54","v":""},"",{"$f":"IF(幹栓区間!K54=\"\",\"\",幹栓区間!K54)","v":""},{"$f":"IF(幹栓区間!H54=\"\",\"\",幹栓区間!H54)","v":""},{"$f":"幹栓区間!G54","v":""},{"$f":"幹栓区間!AH54","v":""},{"$f":"幹栓区間!AJ54","v":""},{"$f":"IF(D58=\"\",\"\",ROUND(幹栓区間!N54,2))","v":""},{"$f":"IF(OR(D58=\"\",幹栓区間!$AD$8<>\"この項目を水理計算書に記載する\"),\"\",ROUND(幹栓区間!AD54,2))","v":""},{"$f":"幹栓区間!F54","v":""},{"$f":"IF(OR(幹栓区間!$AD$8<>\"この項目を水理計算書に記載する\",幹栓区間!AE54=\"\"),\"\",幹栓区間!AE54)","v":""}]
[null,{"$f":"IF(幹栓区間!I55=\"\",\"\",幹栓区間!I55)","v":45},{"$f":"IF(幹栓区間!J55=\"\",\"\",幹栓区間!J55)","v":""},{"$f":"IF(幹栓区間!L55=\"\",\"\",幹栓区間!L55)","v":""},{"$f":"IF(D59=\"\",\"\",幹栓区間!M55)","v":""},{"$f":"幹栓区間!AZ55","v":""},"",{"$f":"IF(幹栓区間!K55=\"\",\"\",幹栓区間!K55)","v":""},{"$f":"IF(幹栓区間!H55=\"\",\"\",幹栓区間!H55)","v":""},{"$f":"幹栓区間!G55","v":""},{"$f":"幹栓区間!AH55","v":""},{"$f":"幹栓区間!AJ55","v":""},{"$f":"IF(D59=\"\",\"\",ROUND(幹栓区間!N55,2))","v":""},{"$f":"IF(OR(D59=\"\",幹栓区間!$AD$8<>\"この項目を水理計算書に記載する\"),\"\",ROUND(幹栓区間!AD55,2))","v":""},{"$f":"幹栓区間!F55","v":""},{"$f":"IF(OR(幹栓区間!$AD$8<>\"この項目を水理計算書に記載する\",幹栓区間!AE55=\"\"),\"\",幹栓区間!AE55)","v":""}]
[null,{"$f":"IF(幹栓区間!I56=\"\",\"\",幹栓区間!I56)","v":46},{"$f":"IF(幹栓区間!J56=\"\",\"\",幹栓区間!J56)","v":""},{"$f":"IF(幹栓区間!L56=\"\",\"\",幹栓区間!L56)","v":""},{"$f":"IF(D60=\"\",\"\",幹栓区間!M56)","v":""},{"$f":"幹栓区間!AZ56","v":""},"",{"$f":"IF(幹栓区間!K56=\"\",\"\",幹栓区間!K56)","v":""},{"$f":"IF(幹栓区間!H56=\"\",\"\",幹栓区間!H56)","v":""},{"$f":"幹栓区間!G56","v":""},{"$f":"幹栓区間!AH56","v":""},{"$f":"幹栓区間!AJ56","v":""},{"$f":"IF(D60=\"\",\"\",ROUND(幹栓区間!N56,2))","v":""},{"$f":"IF(OR(D60=\"\",幹栓区間!$AD$8<>\"この項目を水理計算書に記載する\"),\"\",ROUND(幹栓区間!AD56,2))","v":""},{"$f":"幹栓区間!F56","v":""},{"$f":"IF(OR(幹栓区間!$AD$8<>\"この項目を水理計算書に記載する\",幹栓区間!AE56=\"\"),\"\",幹栓区間!AE56)","v":""}]
[null,{"$f":"IF(幹栓区間!I57=\"\",\"\",幹栓区間!I57)","v":47},{"$f":"IF(幹栓区間!J57=\"\",\"\",幹栓区間!J57)","v":""},{"$f":"IF(幹栓区間!L57=\"\",\"\",幹栓区間!L57)","v":""},{"$f":"IF(D61=\"\",\"\",幹栓区間!M57)","v":""},{"$f":"幹栓区間!AZ57","v":""},"",{"$f":"IF(幹栓区間!K57=\"\",\"\",幹栓区間!K57)","v":""},{"$f":"IF(幹栓区間!H57=\"\",\"\",幹栓区間!H57)","v":""},{"$f":"幹栓区間!G57","v":""},{"$f":"幹栓区間!AH57","v":""},{"$f":"幹栓区間!AJ57","v":""},{"$f":"IF(D61=\"\",\"\",ROUND(幹栓区間!N57,2))","v":""},{"$f":"IF(OR(D61=\"\",幹栓区間!$AD$8<>\"この項目を水理計算書に記載する\"),\"\",ROUND(幹栓区間!AD57,2))","v":""},{"$f":"幹栓区間!F57","v":""},{"$f":"IF(OR(幹栓区間!$AD$8<>\"この項目を水理計算書に記載する\",幹栓区間!AE57=\"\"),\"\",幹栓区間!AE57)","v":""}]
[null,{"$f":"IF(幹栓区間!I58=\"\",\"\",幹栓区間!I58)","v":48},{"$f":"IF(幹栓区間!J58=\"\",\"\",幹栓区間!J58)","v":""},{"$f":"IF(幹栓区間!L58=\"\",\"\",幹栓区間!L58)","v":""},{"$f":"IF(D62=\"\",\"\",幹栓区間!M58)","v":""},{"$f":"幹栓区間!AZ58","v":""},"",{"$f":"IF(幹栓区間!K58=\"\",\"\",幹栓区間!K58)","v":""},{"$f":"IF(幹栓区間!H58=\"\",\"\",幹栓区間!H58)","v":""},{"$f":"幹栓区間!G58","v":""},{"$f":"幹栓区間!AH58","v":""},{"$f":"幹栓区間!AJ58","v":""},{"$f":"IF(D62=\"\",\"\",ROUND(幹栓区間!N58,2))","v":""},{"$f":"IF(OR(D62=\"\",幹栓区間!$AD$8<>\"この項目を水理計算書に記載する\"),\"\",ROUND(幹栓区間!AD58,2))","v":""},{"$f":"幹栓区間!F58","v":""},{"$f":"IF(OR(幹栓区間!$AD$8<>\"この項目を水理計算書に記載する\",幹栓区間!AE58=\"\"),\"\",幹栓区間!AE58)","v":""}]
[null,{"$f":"IF(幹栓区間!I59=\"\",\"\",幹栓区間!I59)","v":49},{"$f":"IF(幹栓区間!J59=\"\",\"\",幹栓区間!J59)","v":""},{"$f":"IF(幹栓区間!L59=\"\",\"\",幹栓区間!L59)","v":""},{"$f":"IF(D63=\"\",\"\",幹栓区間!M59)","v":""},{"$f":"幹栓区間!AZ59","v":""},"",{"$f":"IF(幹栓区間!K59=\"\",\"\",幹栓区間!K59)","v":""},{"$f":"IF(幹栓区間!H59=\"\",\"\",幹栓区間!H59)","v":""},{"$f":"幹栓区間!G59","v":""},{"$f":"幹栓区間!AH59","v":""},{"$f":"幹栓区間!AJ59","v":""},{"$f":"IF(D63=\"\",\"\",ROUND(幹栓区間!N59,2))","v":""},{"$f":"IF(OR(D63=\"\",幹栓区間!$AD$8<>\"この項目を水理計算書に記載する\"),\"\",ROUND(幹栓区間!AD59,2))","v":""},{"$f":"幹栓区間!F59","v":""},{"$f":"IF(OR(幹栓区間!$AD$8<>\"この項目を水理計算書に記載する\",幹栓区間!AE59=\"\"),\"\",幹栓区間!AE59)","v":""}]
[null,{"$f":"IF(幹栓区間!I60=\"\",\"\",幹栓区間!I60)","v":50},{"$f":"IF(幹栓区間!J60=\"\",\"\",幹栓区間!J60)","v":""},{"$f":"IF(幹栓区間!L60=\"\",\"\",幹栓区間!L60)","v":""},{"$f":"IF(D64=\"\",\"\",幹栓区間!M60)","v":""},{"$f":"幹栓区間!AZ60","v":""},"",{"$f":"IF(幹栓区間!K60=\"\",\"\",幹栓区間!K60)","v":""},{"$f":"IF(幹栓区間!H60=\"\",\"\",幹栓区間!H60)","v":""},{"$f":"幹栓区間!G60","v":""},{"$f":"幹栓区間!AH60","v":""},{"$f":"幹栓区間!AJ60","v":""},{"$f":"IF(D64=\"\",\"\",ROUND(幹栓区間!N60,2))","v":""},{"$f":"IF(OR(D64=\"\",幹栓区間!$AD$8<>\"この項目を水理計算書に記載する\"),\"\",ROUND(幹栓区間!AD60,2))","v":""},{"$f":"幹栓区間!F60","v":""},{"$f":"IF(OR(幹栓区間!$AD$8<>\"この項目を水理計算書に記載する\",幹栓区間!AE60=\"\"),\"\",幹栓区間!AE60)","v":""}]
[null,"合計",null,null,{"$f":"SUM(E39:E64)","v":34.9},{"$f":"SUM(F39:F64)","v":71.399999999999991},{"$f":"SUM(G39:G64)","v":106.3},null,null,null,null,{"$f":"SUM(L39:L64)","v":4.3499999999999996},{"$f":"SUM(M39:M64)","v":0.9},{"$f":"IF(幹栓区間!$AD$8<>\"この項目を水理計算書に記載する\",\"\",SUM(N39:N64))","v":""},{"$f":"SUM(O39:O64)","v":5.25}]
[]
[null,"※1 他損失水頭等の内訳は備考欄参照。"]
[null,{"$f":"IF(幹栓2!$B$15<>\"設定する\",\"\",IF(幹栓2!$C$15=\"\",\"※2 安全率未入力\",\"※2 損失水頭は安全率\"&幹栓2!$C$15&\"％を含んだ値。\"))","v":"※2 損失水頭は安全率10％を含んだ値。"}]

{"sheet":"7直管換算長計算書幹栓","index":57,"n_rows":64,"n_cols":35,"rows_kept":64,"cut":false,"hidden":true,"merged":[[2,34,3,34],[3,4,3,5],[3,6,3,7],[3,8,3,9],[3,10,3,11],[3,12,3,13],[3,26,3,27],[3,28,3,29],[3,30,3,31],[3,32,3,33],[3,22,3,23],[3,24,3,25],[30,1,30,3],[3,14,3,15],[3,16,3,17],[3,18,3,19],[3,20,3,21],[2,1,4,1],[2,2,4,2],[2,3,4,3],[2,4,2,33],[63,1,63,3],[34,34,35,34],[35,4,35,5],[35,6,35,7],[35,8,35,9],[35,10,35,11],[35,12,35,13],[35,14,35,15],[35,16,35,17],[35,18,35,19],[35,20,35,21],[34,1,36,1],[34,2,36,2],[34,3,36,3],[34,4,34,33],[35,22,35,23],[35,24,35,25],[35,26,35,27],[35,28,35,29],[35,30,35,31],[35,32,35,33]]}
[null,{"$f":"IF(幹栓区間!$I$10<26,\"直管換算長計算書-幹栓 \",\"直管換算長計算書-幹栓 ( 1 / 2 )\")","v":"直管換算長計算書-幹栓 "}]
[]
[null,"区関数","区間名","口径","直管換算長",null,null,null,null,null,null,null,null,null,null,null,null,null,null,null,null,null,null,null,null,null,null,null,null,null,null,null,null,null,"直管\n換算長\n合計"]
[null,null,null,null,{"$f":"IF(直管換算!C3=\"\",\"\",直管換算!C3)","v":"分水栓"},null,{"$f":"IF(直管換算!D3=\"\",\"\",直管換算!D3)","v":"量水器"},null,{"$f":"IF(直管換算!E3=\"\",\"\",直管換算!E3)","v":"水栓"},null,{"$f":"IF(直管換算!F3=\"\",\"\",直管換算!F3)","v":"ポール\nタップ\n定水位弁"},null,{"$f":"IF(直管換算!G3=\"\",\"\",直管換算!G3)","v":"ゲート\nバルブ"},null,{"$f":"IF(直管換算!H3=\"\",\"\",直管換算!H3)","v":"グローブ\nバルブ"},null,{"$f":"IF(直管換算!I3=\"\",\"\",直管換算!I3)","v":"ボール\n止水栓"},null,{"$f":"IF(直管換算!J3=\"\",\"\",直管換算!J3)","v":"逆止弁"},null,{"$f":"IF(直管換算!K3=\"\",\"\",直管換算!K3)","v":"曲半径小\n90度曲管"},null,{"$f":"IF(直管換算!L3=\"\",\"\",直管換算!L3)","v":"曲半径小\n45度曲管"},null,{"$f":"IF(直管換算!M3=\"\",\"\",直管換算!M3)","v":"曲半径大\n90度曲管"},null,{"$f":"IF(直管換算!N3=\"\",\"\",直管換算!N3)","v":"曲半径大\n45度曲管"},null,{"$f":"IF(直管換算!O3=\"\",\"\",直管換算!O3)","v":"架橋ポリ\nチーズ\nエルボ"},null,{"$f":"IF(直管換算!P3=\"\",\"\",直管換算!P3)","v":""},null,{"$f":"IF(直管換算!Q3=\"\",\"\",直管換算!Q3)","v":""}]
[null,null,null,null,"個","m","個","m","個","m","個","m","個","m","個","m","個","m","個","m","個","m","個","m","個","m","個","m","個","m","個","m","個","m","m"]
[null,{"$f":"IF(幹栓区間!I11=\"\",\"\",幹栓区間!I11)","v":1},{"$f":"IF(幹栓区間!J11=\"\",\"\",幹栓区間!J11)","v":"A-B"},{"$f":"IF(幹栓区間!L11=\"\",\"\",幹栓区間!L11)","v":40},{"$f":"IF(OR(幹栓区間!$L11=\"\",幹栓区間!O11=\"\"),\"\",幹栓区間!O11)","v":1},{"$f":"IF(幹栓区間!AK11=\"\",\"\",幹栓区間!AK11)","v":1},{"$f":"IF(OR(幹栓区間!$L11=\"\",幹栓区間!P11=\"\"),\"\",幹栓区間!P11)","v":0},{"$f":"IF(幹栓区間!AL11=\"\",\"\",幹栓区間!AL11)","v":0},{"$f":"IF(OR(幹栓区間!$L11=\"\",幹栓区間!Q11=\"\"),\"\",幹栓区間!Q11)","v":0},{"$f":"IF(幹栓区間!AM11=\"\",\"\",幹栓区間!AM11)","v":0},{"$f":"IF(OR(幹栓区間!$L11=\"\",幹栓区間!R11=\"\"),\"\",幹栓区間!R11)","v":0},{"$f":"IF(幹栓区間!AN11=\"\",\"\",幹栓区間!AN11)","v":0},{"$f":"IF(OR(幹栓区間!$L11=\"\",幹栓区間!S11=\"\"),\"\",幹栓区間!S11)","v":0},{"$f":"IF(幹栓区間!AO11=\"\",\"\",幹栓区間!AO11)","v":0},{"$f":"IF(OR(幹栓区間!$L11=\"\",幹栓区間!T11=\"\"),\"\",幹栓区間!T11)","v":0},{"$f":"IF(幹栓区間!AP11=\"\",\"\",幹栓区間!AP11)","v":0},{"$f":"IF(OR(幹栓区間!$L11=\"\",幹栓区間!U11=\"\"),\"\",幹栓区間!U11)","v":0},{"$f":"IF(幹栓区間!AQ11=\"\",\"\",幹栓区間!AQ11)","v":0},{"$f":"IF(OR(幹栓区間!$L11=\"\",幹栓区間!V11=\"\"),\"\",幹栓区間!V11)","v":0},{"$f":"IF(幹栓区間!AR11=\"\",\"\",幹栓区間!AR11)","v":0},{"$f":"IF(OR(幹栓区間!$L11=\"\",幹栓区間!W11=\"\"),\"\",幹栓区間!W11)","v":0},{"$f":"IF(幹栓区間!AS11=\"\",\"\",幹栓区間!AS11)","v":0},{"$f":"IF(OR(幹栓区間!$L11=\"\",幹栓区間!X11=\"\"),\"\",幹栓区間!X11)","v":0},{"$f":"IF(幹栓区間!AT11=\"\",\"\",幹栓区間!AT11)","v":0},{"$f":"IF(OR(幹栓区間!$L11=\"\",幹栓区間!Y11=\"\"),\"\",幹栓区間!Y11)","v":0},{"$f":"IF(幹栓区間!AU11=\"\",\"\",幹栓区間!AU11)","v":0},{"$f":"IF(OR(幹栓区間!$L11=\"\",幹栓区間!Z11=\"\"),\"\",幹栓区間!Z11)","v":0},{"$f":"IF(幹栓区間!AV11=\"\",\"\",幹栓区間!AV11)","v":0},{"$f":"IF(OR(幹栓区間!$L11=\"\",幹栓区間!AA11=\"\"),\"\",幹栓区間!AA11)","v":""},{"$f":"IF(幹栓区間!AW11=\"\",\"\",幹栓区間!AW11)","v":""},{"$f":"IF(OR(幹栓区間!$L11=\"\",幹栓区間!AB11=\"\"),\"\",幹栓区間!AB11)","v":""},{"$f":"IF(幹栓区間!AX11=\"\",\"\",幹栓区間!AX11)","v":""},{"$f":"IF(OR(幹栓区間!$L11=\"\",幹栓区間!AC11=\"\"),\"\",幹栓区間!AC11)","v":""},{"$f":"IF(幹栓区間!AY11=\"\",\"\",幹栓区間!AY11)","v":""},{"$f":"IF(幹栓区間!AZ11=\"\",\"\",幹栓区間!AZ11)","v":1}]
[null,{"$f":"IF(幹栓区間!I12=\"\",\"\",幹栓区間!I12)","v":2},{"$f":"IF(幹栓区間!J12=\"\",\"\",幹栓区間!J12)","v":"B-C"},{"$f":"IF(幹栓区間!L12=\"\",\"\",幹栓区間!L12)","v":40},{"$f":"IF(OR(幹栓区間!$L12=\"\",幹栓区間!O12=\"\"),\"\",幹栓区間!O12)","v":0},{"$f":"IF(幹栓区間!AK12=\"\",\"\",幹栓区間!AK12)","v":0},{"$f":"IF(OR(幹栓区間!$L12=\"\",幹栓区間!P12=\"\"),\"\",幹栓区間!P12)","v":1},{"$f":"IF(幹栓区間!AL12=\"\",\"\",幹栓区間!AL12)","v":26},{"$f":"IF(OR(幹栓区間!$L12=\"\",幹栓区間!Q12=\"\"),\"\",幹栓区間!Q12)","v":0},{"$f":"IF(幹栓区間!AM12=\"\",\"\",幹栓区間!AM12)","v":0},{"$f":"IF(OR(幹栓区間!$L12=\"\",幹栓区間!R12=\"\"),\"\",幹栓区間!R12)","v":0},{"$f":"IF(幹栓区間!AN12=\"\",\"\",幹栓区間!AN12)","v":0},{"$f":"IF(OR(幹栓区間!$L12=\"\",幹栓区間!S12=\"\"),\"\",幹栓区間!S12)","v":0},{"$f":"IF(幹栓区間!AO12=\"\",\"\",幹栓区間!AO12)","v":0},{"$f":"IF(OR(幹栓区間!$L12=\"\",幹栓区間!T12=\"\"),\"\",幹栓区間!T12)","v":0},{"$f":"IF(幹栓区間!AP12=\"\",\"\",幹栓区間!AP12)","v":0},{"$f":"IF(OR(幹栓区間!$L12=\"\",幹栓区間!U12=\"\"),\"\",幹栓区間!U12)","v":0},{"$f":"IF(幹栓区間!AQ12=\"\",\"\",幹栓区間!AQ12)","v":0},{"$f":"IF(OR(幹栓区間!$L12=\"\",幹栓区間!V12=\"\"),\"\",幹栓区間!V12)","v":0},{"$f":"IF(幹栓区間!AR12=\"\",\"\",幹栓区間!AR12)","v":0},{"$f":"IF(OR(幹栓区間!$L12=\"\",幹栓区間!W12=\"\"),\"\",幹栓区間!W12)","v":0},{"$f":"IF(幹栓区間!AS12=\"\",\"\",幹栓区間!AS12)","v":0},{"$f":"IF(OR(幹栓区間!$L12=\"\",幹栓区間!X12=\"\"),\"\",幹栓区間!X12)","v":0},{"$f":"IF(幹栓区間!AT12=\"\",\"\",幹栓区間!AT12)","v":0},{"$f":"IF(OR(幹栓区間!$L12=\"\",幹栓区間!Y12=\"\"),\"\",幹栓区間!Y12)","v":0},{"$f":"IF(幹栓区間!AU12=\"\",\"\",幹栓区間!AU12)","v":0},{"$f":"IF(OR(幹栓区間!$L12=\"\",幹栓区間!Z12=\"\"),\"\",幹栓区間!Z12)","v":0},{"$f":"IF(幹栓区間!AV12=\"\",\"\",幹栓区間!AV12)","v":0},{"$f":"IF(OR(幹栓区間!$L12=\"\",幹栓区間!AA12=\"\"),\"\",幹栓区間!AA12)","v":""},{"$f":"IF(幹栓区間!AW12=\"\",\"\",幹栓区間!AW12)","v":""},{"$f":"IF(OR(幹栓区間!$L12=\"\",幹栓区間!AB12=\"\"),\"\",幹栓区間!AB12)","v":""},{"$f":"IF(幹栓区間!AX12=\"\",\"\",幹栓区間!AX12)","v":""},{"$f":"IF(OR(幹栓区間!$L12=\"\",幹栓区間!AC12=\"\"),\"\",幹栓区間!AC12)","v":""},{"$f":"IF(幹栓区間!AY12=\"\",\"\",幹栓区間!AY12)","v":""},{"$f":"IF(幹栓区間!AZ12=\"\",\"\",幹栓区間!AZ12)","v":26}]
[null,{"$f":"IF(幹栓区間!I13=\"\",\"\",幹栓区間!I13)","v":3},{"$f":"IF(幹栓区間!J13=\"\",\"\",幹栓区間!J13)","v":"C-D"},{"$f":"IF(幹栓区間!L13=\"\",\"\",幹栓区間!L13)","v":40},{"$f":"IF(OR(幹栓区間!$L13=\"\",幹栓区間!O13=\"\"),\"\",幹栓区間!O13)","v":0},{"$f":"IF(幹栓区間!AK13=\"\",\"\",幹栓区間!AK13)","v":0},{"$f":"IF(OR(幹栓区間!$L13=\"\",幹栓区間!P13=\"\"),\"\",幹栓区間!P13)","v":0},{"$f":"IF(幹栓区間!AL13=\"\",\"\",幹栓区間!AL13)","v":0},{"$f":"IF(OR(幹栓区間!$L13=\"\",幹栓区間!Q13=\"\"),\"\",幹栓区間!Q13)","v":1},{"$f":"IF(幹栓区間!AM13=\"\",\"\",幹栓区間!AM13)","v":0},{"$f":"IF(OR(幹栓区間!$L13=\"\",幹栓区間!R13=\"\"),\"\",幹栓区間!R13)","v":0},{"$f":"IF(幹栓区間!AN13=\"\",\"\",幹栓区間!AN13)","v":0},{"$f":"IF(OR(幹栓区間!$L13=\"\",幹栓区間!S13=\"\"),\"\",幹栓区間!S13)","v":0},{"$f":"IF(幹栓区間!AO13=\"\",\"\",幹栓区間!AO13)","v":0},{"$f":"IF(OR(幹栓区間!$L13=\"\",幹栓区間!T13=\"\"),\"\",幹栓区間!T13)","v":0},{"$f":"IF(幹栓区間!AP13=\"\",\"\",幹栓区間!AP13)","v":0},{"$f":"IF(OR(幹栓区間!$L13=\"\",幹栓区間!U13=\"\"),\"\",幹栓区間!U13)","v":0},{"$f":"IF(幹栓区間!AQ13=\"\",\"\",幹栓区間!AQ13)","v":0},{"$f":"IF(OR(幹栓区間!$L13=\"\",幹栓区間!V13=\"\"),\"\",幹栓区間!V13)","v":0},{"$f":"IF(幹栓区間!AR13=\"\",\"\",幹栓区間!AR13)","v":0},{"$f":"IF(OR(幹栓区間!$L13=\"\",幹栓区間!W13=\"\"),\"\",幹栓区間!W13)","v":0},{"$f":"IF(幹栓区間!AS13=\"\",\"\",幹栓区間!AS13)","v":0},{"$f":"IF(OR(幹栓区間!$L13=\"\",幹栓区間!X13=\"\"),\"\",幹栓区間!X13)","v":0},{"$f":"IF(幹栓区間!AT13=\"\",\"\",幹栓区間!AT13)","v":0},{"$f":"IF(OR(幹栓区間!$L13=\"\",幹栓区間!Y13=\"\"),\"\",幹栓区間!Y13)","v":0},{"$f":"IF(幹栓区間!AU13=\"\",\"\",幹栓区間!AU13)","v":0},{"$f":"IF(OR(幹栓区間!$L13=\"\",幹栓区間!Z13=\"\"),\"\",幹栓区間!Z13)","v":0},{"$f":"IF(幹栓区間!AV13=\"\",\"\",幹栓区間!AV13)","v":0},{"$f":"IF(OR(幹栓区間!$L13=\"\",幹栓区間!AA13=\"\"),\"\",幹栓区間!AA13)","v":""},{"$f":"IF(幹栓区間!AW13=\"\",\"\",幹栓区間!AW13)","v":""},{"$f":"IF(OR(幹栓区間!$L13=\"\",幹栓区間!AB13=\"\"),\"\",幹栓区間!AB13)","v":""},{"$f":"IF(幹栓区間!AX13=\"\",\"\",幹栓区間!AX13)","v":""},{"$f":"IF(OR(幹栓区間!$L13=\"\",幹栓区間!AC13=\"\"),\"\",幹栓区間!AC13)","v":""},{"$f":"IF(幹栓区間!AY13=\"\",\"\",幹栓区間!AY13)","v":""},{"$f":"IF(幹栓区間!AZ13=\"\",\"\",幹栓区間!AZ13)","v":0}]
[null,{"$f":"IF(幹栓区間!I14=\"\",\"\",幹栓区間!I14)","v":4},{"$f":"IF(幹栓区間!J14=\"\",\"\",幹栓区間!J14)","v":"D-E"},{"$f":"IF(幹栓区間!L14=\"\",\"\",幹栓区間!L14)","v":40},{"$f":"IF(OR(幹栓区間!$L14=\"\",幹栓区間!O14=\"\"),\"\",幹栓区間!O14)","v":0},{"$f":"IF(幹栓区間!AK14=\"\",\"\",幹栓区間!AK14)","v":0},{"$f":"IF(OR(幹栓区間!$L14=\"\",幹栓区間!P14=\"\"),\"\",幹栓区間!P14)","v":0},{"$f":"IF(幹栓区間!AL14=\"\",\"\",幹栓区間!AL14)","v":0},{"$f":"IF(OR(幹栓区間!$L14=\"\",幹栓区間!Q14=\"\"),\"\",幹栓区間!Q14)","v":0},{"$f":"IF(幹栓区間!AM14=\"\",\"\",幹栓区間!AM14)","v":0},{"$f":"IF(OR(幹栓区間!$L14=\"\",幹栓区間!R14=\"\"),\"\",幹栓区間!R14)","v":1},{"$f":"IF(幹栓区間!AN14=\"\",\"\",幹栓区間!AN14)","v":13.5},{"$f":"IF(OR(幹栓区間!$L14=\"\",幹栓区間!S14=\"\"),\"\",幹栓区間!S14)","v":0},{"$f":"IF(幹栓区間!AO14=\"\",\"\",幹栓区間!AO14)","v":0},{"$f":"IF(OR(幹栓区間!$L14=\"\",幹栓区間!T14=\"\"),\"\",幹栓区間!T14)","v":0},{"$f":"IF(幹栓区間!AP14=\"\",\"\",幹栓区間!AP14)","v":0},{"$f":"IF(OR(幹栓区間!$L14=\"\",幹栓区間!U14=\"\"),\"\",幹栓区間!U14)","v":0},{"$f":"IF(幹栓区間!AQ14=\"\",\"\",幹栓区間!AQ14)","v":0},{"$f":"IF(OR(幹栓区間!$L14=\"\",幹栓区間!V14=\"\"),\"\",幹栓区間!V14)","v":0},{"$f":"IF(幹栓区間!AR14=\"\",\"\",幹栓区間!AR14)","v":0},{"$f":"IF(OR(幹栓区間!$L14=\"\",幹栓区間!W14=\"\"),\"\",幹栓区間!W14)","v":0},{"$f":"IF(幹栓区間!AS14=\"\",\"\",幹栓区間!AS14)","v":0},{"$f":"IF(OR(幹栓区間!$L14=\"\",幹栓区間!X14=\"\"),\"\",幹栓区間!X14)","v":0},{"$f":"IF(幹栓区間!AT14=\"\",\"\",幹栓区間!AT14)","v":0},{"$f":"IF(OR(幹栓区間!$L14=\"\",幹栓区間!Y14=\"\"),\"\",幹栓区間!Y14)","v":0},{"$f":"IF(幹栓区間!AU14=\"\",\"\",幹栓区間!AU14)","v":0},{"$f":"IF(OR(幹栓区間!$L14=\"\",幹栓区間!Z14=\"\"),\"\",幹栓区間!Z14)","v":0},{"$f":"IF(幹栓区間!AV14=\"\",\"\",幹栓区間!AV14)","v":0},{"$f":"IF(OR(幹栓区間!$L14=\"\",幹栓区間!AA14=\"\"),\"\",幹栓区間!AA14)","v":""},{"$f":"IF(幹栓区間!AW14=\"\",\"\",幹栓区間!AW14)","v":""},{"$f":"IF(OR(幹栓区間!$L14=\"\",幹栓区間!AB14=\"\"),\"\",幹栓区間!AB14)","v":""},{"$f":"IF(幹栓区間!AX14=\"\",\"\",幹栓区間!AX14)","v":""},{"$f":"IF(OR(幹栓区間!$L14=\"\",幹栓区間!AC14=\"\"),\"\",幹栓区間!AC14)","v":""},{"$f":"IF(幹栓区間!AY14=\"\",\"\",幹栓区間!AY14)","v":""},{"$f":"IF(幹栓区間!AZ14=\"\",\"\",幹栓区間!AZ14)","v":13.5}]
[null,{"$f":"IF(幹栓区間!I15=\"\",\"\",幹栓区間!I15)","v":5},{"$f":"IF(幹栓区間!J15=\"\",\"\",幹栓区間!J15)","v":"E-F"},{"$f":"IF(幹栓区間!L15=\"\",\"\",幹栓区間!L15)","v":40},{"$f":"IF(OR(幹栓区間!$L15=\"\",幹栓区間!O15=\"\"),\"\",幹栓区間!O15)","v":0},{"$f":"IF(幹栓区間!AK15=\"\",\"\",幹栓区間!AK15)","v":0},{"$f":"IF(OR(幹栓区間!$L15=\"\",幹栓区間!P15=\"\"),\"\",幹栓区間!P15)","v":0},{"$f":"IF(幹栓区間!AL15=\"\",\"\",幹栓区間!AL15)","v":0},{"$f":"IF(OR(幹栓区間!$L15=\"\",幹栓区間!Q15=\"\"),\"\",幹栓区間!Q15)","v":0},{"$f":"IF(幹栓区間!AM15=\"\",\"\",幹栓区間!AM15)","v":0},{"$f":"IF(OR(幹栓区間!$L15=\"\",幹栓区間!R15=\"\"),\"\",幹栓区間!R15)","v":0},{"$f":"IF(幹栓区間!AN15=\"\",\"\",幹栓区間!AN15)","v":0},{"$f":"IF(OR(幹栓区間!$L15=\"\",幹栓区間!S15=\"\"),\"\",幹栓区間!S15)","v":1},{"$f":"IF(幹栓区間!AO15=\"\",\"\",幹栓区間!AO15)","v":0.3},{"$f":"IF(OR(幹栓区間!$L15=\"\",幹栓区間!T15=\"\"),\"\",幹栓区間!T15)","v":0},{"$f":"IF(幹栓区間!AP15=\"\",\"\",幹栓区間!AP15)","v":0},{"$f":"IF(OR(幹栓区間!$L15=\"\",幹栓区間!U15=\"\"),\"\",幹栓区間!U15)","v":0},{"$f":"IF(幹栓区間!AQ15=\"\",\"\",幹栓区間!AQ15)","v":0},{"$f":"IF(OR(幹栓区間!$L15=\"\",幹栓区間!V15=\"\"),\"\",幹栓区間!V15)","v":0},{"$f":"IF(幹栓区間!AR15=\"\",\"\",幹栓区間!AR15)","v":0},{"$f":"IF(OR(幹栓区間!$L15=\"\",幹栓区間!W15=\"\"),\"\",幹栓区間!W15)","v":0},{"$f":"IF(幹栓区間!AS15=\"\",\"\",幹栓区間!AS15)","v":0},{"$f":"IF(OR(幹栓区間!$L15=\"\",幹栓区間!X15=\"\"),\"\",幹栓区間!X15)","v":0},{"$f":"IF(幹栓区間!AT15=\"\",\"\",幹栓区間!AT15)","v":0},{"$f":"IF(OR(幹栓区間!$L15=\"\",幹栓区間!Y15=\"\"),\"\",幹栓区間!Y15)","v":0},{"$f":"IF(幹栓区間!AU15=\"\",\"\",幹栓区間!AU15)","v":0},{"$f":"IF(OR(幹栓区間!$L15=\"\",幹栓区間!Z15=\"\"),\"\",幹栓区間!Z15)","v":0},{"$f":"IF(幹栓区間!AV15=\"\",\"\",幹栓区間!AV15)","v":0},{"$f":"IF(OR(幹栓区間!$L15=\"\",幹栓区間!AA15=\"\"),\"\",幹栓区間!AA15)","v":""},{"$f":"IF(幹栓区間!AW15=\"\",\"\",幹栓区間!AW15)","v":""},{"$f":"IF(OR(幹栓区間!$L15=\"\",幹栓区間!AB15=\"\"),\"\",幹栓区間!AB15)","v":""},{"$f":"IF(幹栓区間!AX15=\"\",\"\",幹栓区間!AX15)","v":""},{"$f":"IF(OR(幹栓区間!$L15=\"\",幹栓区間!AC15=\"\"),\"\",幹栓区間!AC15)","v":""},{"$f":"IF(幹栓区間!AY15=\"\",\"\",幹栓区間!AY15)","v":""},{"$f":"IF(幹栓区間!AZ15=\"\",\"\",幹栓区間!AZ15)","v":0.3}]
[null,{"$f":"IF(幹栓区間!I16=\"\",\"\",幹栓区間!I16)","v":6},{"$f":"IF(幹栓区間!J16=\"\",\"\",幹栓区間!J16)","v":"F-G"},{"$f":"IF(幹栓区間!L16=\"\",\"\",幹栓区間!L16)","v":40},{"$f":"IF(OR(幹栓区間!$L16=\"\",幹栓区間!O16=\"\"),\"\",幹栓区間!O16)","v":""},{"$f":"IF(幹栓区間!AK16=\"\",\"\",幹栓区間!AK16)","v":""},{"$f":"IF(OR(幹栓区間!$L16=\"\",幹栓区間!P16=\"\"),\"\",幹栓区間!P16)","v":""},{"$f":"IF(幹栓区間!AL16=\"\",\"\",幹栓区間!AL16)","v":""},{"$f":"IF(OR(幹栓区間!$L16=\"\",幹栓区間!Q16=\"\"),\"\",幹栓区間!Q16)","v":""},{"$f":"IF(幹栓区間!AM16=\"\",\"\",幹栓区間!AM16)","v":""},{"$f":"IF(OR(幹栓区間!$L16=\"\",幹栓区間!R16=\"\"),\"\",幹栓区間!R16)","v":""},{"$f":"IF(幹栓区間!AN16=\"\",\"\",幹栓区間!AN16)","v":""},{"$f":"IF(OR(幹栓区間!$L16=\"\",幹栓区間!S16=\"\"),\"\",幹栓区間!S16)","v":""},{"$f":"IF(幹栓区間!AO16=\"\",\"\",幹栓区間!AO16)","v":""},{"$f":"IF(OR(幹栓区間!$L16=\"\",幹栓区間!T16=\"\"),\"\",幹栓区間!T16)","v":1},{"$f":"IF(幹栓区間!AP16=\"\",\"\",幹栓区間!AP16)","v":13.5},{"$f":"IF(OR(幹栓区間!$L16=\"\",幹栓区間!U16=\"\"),\"\",幹栓区間!U16)","v":""},{"$f":"IF(幹栓区間!AQ16=\"\",\"\",幹栓区間!AQ16)","v":""},{"$f":"IF(OR(幹栓区間!$L16=\"\",幹栓区間!V16=\"\"),\"\",幹栓区間!V16)","v":""},{"$f":"IF(幹栓区間!AR16=\"\",\"\",幹栓区間!AR16)","v":""},{"$f":"IF(OR(幹栓区間!$L16=\"\",幹栓区間!W16=\"\"),\"\",幹栓区間!W16)","v":""},{"$f":"IF(幹栓区間!AS16=\"\",\"\",幹栓区間!AS16)","v":""},{"$f":"IF(OR(幹栓区間!$L16=\"\",幹栓区間!X16=\"\"),\"\",幹栓区間!X16)","v":""},{"$f":"IF(幹栓区間!AT16=\"\",\"\",幹栓区間!AT16)","v":""},{"$f":"IF(OR(幹栓区間!$L16=\"\",幹栓区間!Y16=\"\"),\"\",幹栓区間!Y16)","v":""},{"$f":"IF(幹栓区間!AU16=\"\",\"\",幹栓区間!AU16)","v":""},{"$f":"IF(OR(幹栓区間!$L16=\"\",幹栓区間!Z16=\"\"),\"\",幹栓区間!Z16)","v":""},{"$f":"IF(幹栓区間!AV16=\"\",\"\",幹栓区間!AV16)","v":""},{"$f":"IF(OR(幹栓区間!$L16=\"\",幹栓区間!AA16=\"\"),\"\",幹栓区間!AA16)","v":""},{"$f":"IF(幹栓区間!AW16=\"\",\"\",幹栓区間!AW16)","v":""},{"$f":"IF(OR(幹栓区間!$L16=\"\",幹栓区間!AB16=\"\"),\"\",幹栓区間!AB16)","v":""},{"$f":"IF(幹栓区間!AX16=\"\",\"\",幹栓区間!AX16)","v":""},{"$f":"IF(OR(幹栓区間!$L16=\"\",幹栓区間!AC16=\"\"),\"\",幹栓区間!AC16)","v":""},{"$f":"IF(幹栓区間!AY16=\"\",\"\",幹栓区間!AY16)","v":""},{"$f":"IF(幹栓区間!AZ16=\"\",\"\",幹栓区間!AZ16)","v":13.5}]
[null,{"$f":"IF(幹栓区間!I17=\"\",\"\",幹栓区間!I17)","v":7},{"$f":"IF(幹栓区間!J17=\"\",\"\",幹栓区間!J17)","v":"G-H"},{"$f":"IF(幹栓区間!L17=\"\",\"\",幹栓区間!L17)","v":40},{"$f":"IF(OR(幹栓区間!$L17=\"\",幹栓区間!O17=\"\"),\"\",幹栓区間!O17)","v":""},{"$f":"IF(幹栓区間!AK17=\"\",\"\",幹栓区間!AK17)","v":""},{"$f":"IF(OR(幹栓区間!$L17=\"\",幹栓区間!P17=\"\"),\"\",幹栓区間!P17)","v":""},{"$f":"IF(幹栓区間!AL17=\"\",\"\",幹栓区間!AL17)","v":""},{"$f":"IF(OR(幹栓区間!$L17=\"\",幹栓区間!Q17=\"\"),\"\",幹栓区間!Q17)","v":""},{"$f":"IF(幹栓区間!AM17=\"\",\"\",幹栓区間!AM17)","v":""},{"$f":"IF(OR(幹栓区間!$L17=\"\",幹栓区間!R17=\"\"),\"\",幹栓区間!R17)","v":""},{"$f":"IF(幹栓区間!AN17=\"\",\"\",幹栓区間!AN17)","v":""},{"$f":"IF(OR(幹栓区間!$L17=\"\",幹栓区間!S17=\"\"),\"\",幹栓区間!S17)","v":""},{"$f":"IF(幹栓区間!AO17=\"\",\"\",幹栓区間!AO17)","v":""},{"$f":"IF(OR(幹栓区間!$L17=\"\",幹栓区間!T17=\"\"),\"\",幹栓区間!T17)","v":""},{"$f":"IF(幹栓区間!AP17=\"\",\"\",幹栓区間!AP17)","v":""},{"$f":"IF(OR(幹栓区間!$L17=\"\",幹栓区間!U17=\"\"),\"\",幹栓区間!U17)","v":1},{"$f":"IF(幹栓区間!AQ17=\"\",\"\",幹栓区間!AQ17)","v":0.3},{"$f":"IF(OR(幹栓区間!$L17=\"\",幹栓区間!V17=\"\"),\"\",幹栓区間!V17)","v":""},{"$f":"IF(幹栓区間!AR17=\"\",\"\",幹栓区間!AR17)","v":""},{"$f":"IF(OR(幹栓区間!$L17=\"\",幹栓区間!W17=\"\"),\"\",幹栓区間!W17)","v":""},{"$f":"IF(幹栓区間!AS17=\"\",\"\",幹栓区間!AS17)","v":""},{"$f":"IF(OR(幹栓区間!$L17=\"\",幹栓区間!X17=\"\"),\"\",幹栓区間!X17)","v":""},{"$f":"IF(幹栓区間!AT17=\"\",\"\",幹栓区間!AT17)","v":""},{"$f":"IF(OR(幹栓区間!$L17=\"\",幹栓区間!Y17=\"\"),\"\",幹栓区間!Y17)","v":""},{"$f":"IF(幹栓区間!AU17=\"\",\"\",幹栓区間!AU17)","v":""},{"$f":"IF(OR(幹栓区間!$L17=\"\",幹栓区間!Z17=\"\"),\"\",幹栓区間!Z17)","v":""},{"$f":"IF(幹栓区間!AV17=\"\",\"\",幹栓区間!AV17)","v":""},{"$f":"IF(OR(幹栓区間!$L17=\"\",幹栓区間!AA17=\"\"),\"\",幹栓区間!AA17)","v":""},{"$f":"IF(幹栓区間!AW17=\"\",\"\",幹栓区間!AW17)","v":""},{"$f":"IF(OR(幹栓区間!$L17=\"\",幹栓区間!AB17=\"\"),\"\",幹栓区間!AB17)","v":""},{"$f":"IF(幹栓区間!AX17=\"\",\"\",幹栓区間!AX17)","v":""},{"$f":"IF(OR(幹栓区間!$L17=\"\",幹栓区間!AC17=\"\"),\"\",幹栓区間!AC17)","v":""},{"$f":"IF(幹栓区間!AY17=\"\",\"\",幹栓区間!AY17)","v":""},{"$f":"IF(幹栓区間!AZ17=\"\",\"\",幹栓区間!AZ17)","v":0.3}]
[null,{"$f":"IF(幹栓区間!I18=\"\",\"\",幹栓区間!I18)","v":8},{"$f":"IF(幹栓区間!J18=\"\",\"\",幹栓区間!J18)","v":"H-I"},{"$f":"IF(幹栓区間!L18=\"\",\"\",幹栓区間!L18)","v":40},{"$f":"IF(OR(幹栓区間!$L18=\"\",幹栓区間!O18=\"\"),\"\",幹栓区間!O18)","v":""},{"$f":"IF(幹栓区間!AK18=\"\",\"\",幹栓区間!AK18)","v":""},{"$f":"IF(OR(幹栓区間!$L18=\"\",幹栓区間!P18=\"\"),\"\",幹栓区間!P18)","v":""},{"$f":"IF(幹栓区間!AL18=\"\",\"\",幹栓区間!AL18)","v":""},{"$f":"IF(OR(幹栓区間!$L18=\"\",幹栓区間!Q18=\"\"),\"\",幹栓区間!Q18)","v":""},{"$f":"IF(幹栓区間!AM18=\"\",\"\",幹栓区間!AM18)","v":""},{"$f":"IF(OR(幹栓区間!$L18=\"\",幹栓区間!R18=\"\"),\"\",幹栓区間!R18)","v":""},{"$f":"IF(幹栓区間!AN18=\"\",\"\",幹栓区間!AN18)","v":""},{"$f":"IF(OR(幹栓区間!$L18=\"\",幹栓区間!S18=\"\"),\"\",幹栓区間!S18)","v":""},{"$f":"IF(幹栓区間!AO18=\"\",\"\",幹栓区間!AO18)","v":""},{"$f":"IF(OR(幹栓区間!$L18=\"\",幹栓区間!T18=\"\"),\"\",幹栓区間!T18)","v":""},{"$f":"IF(幹栓区間!AP18=\"\",\"\",幹栓区間!AP18)","v":""},{"$f":"IF(OR(幹栓区間!$L18=\"\",幹栓区間!U18=\"\"),\"\",幹栓区間!U18)","v":""},{"$f":"IF(幹栓区間!AQ18=\"\",\"\",幹栓区間!AQ18)","v":""},{"$f":"IF(OR(幹栓区間!$L18=\"\",幹栓区間!V18=\"\"),\"\",幹栓区間!V18)","v":1},{"$f":"IF(幹栓区間!AR18=\"\",\"\",幹栓区間!AR18)","v":9.5},{"$f":"IF(OR(幹栓区間!$L18=\"\",幹栓区間!W18=\"\"),\"\",幹栓区間!W18)","v":""},{"$f":"IF(幹栓区間!AS18=\"\",\"\",幹栓区間!AS18)","v":""},{"$f":"IF(OR(幹栓区間!$L18=\"\",幹栓区間!X18=\"\"),\"\",幹栓区間!X18)","v":""},{"$f":"IF(幹栓区間!AT18=\"\",\"\",幹栓区間!AT18)","v":""},{"$f":"IF(OR(幹栓区間!$L18=\"\",幹栓区間!Y18=\"\"),\"\",幹栓区間!Y18)","v":""},{"$f":"IF(幹栓区間!AU18=\"\",\"\",幹栓区間!AU18)","v":""},{"$f":"IF(OR(幹栓区間!$L18=\"\",幹栓区間!Z18=\"\"),\"\",幹栓区間!Z18)","v":""},{"$f":"IF(幹栓区間!AV18=\"\",\"\",幹栓区間!AV18)","v":""},{"$f":"IF(OR(幹栓区間!$L18=\"\",幹栓区間!AA18=\"\"),\"\",幹栓区間!AA18)","v":""},{"$f":"IF(幹栓区間!AW18=\"\",\"\",幹栓区間!AW18)","v":""},{"$f":"IF(OR(幹栓区間!$L18=\"\",幹栓区間!AB18=\"\"),\"\",幹栓区間!AB18)","v":""},{"$f":"IF(幹栓区間!AX18=\"\",\"\",幹栓区間!AX18)","v":""},{"$f":"IF(OR(幹栓区間!$L18=\"\",幹栓区間!AC18=\"\"),\"\",幹栓区間!AC18)","v":""},{"$f":"IF(幹栓区間!AY18=\"\",\"\",幹栓区間!AY18)","v":""},{"$f":"IF(幹栓区間!AZ18=\"\",\"\",幹栓区間!AZ18)","v":9.5}]
[null,{"$f":"IF(幹栓区間!I19=\"\",\"\",幹栓区間!I19)","v":9},{"$f":"IF(幹栓区間!J19=\"\",\"\",幹栓区間!J19)","v":"I-J"},{"$f":"IF(幹栓区間!L19=\"\",\"\",幹栓区間!L19)","v":40},{"$f":"IF(OR(幹栓区間!$L19=\"\",幹栓区間!O19=\"\"),\"\",幹栓区間!O19)","v":""},{"$f":"IF(幹栓区間!AK19=\"\",\"\",幹栓区間!AK19)","v":""},{"$f":"IF(OR(幹栓区間!$L19=\"\",幹栓区間!P19=\"\"),\"\",幹栓区間!P19)","v":""},{"$f":"IF(幹栓区間!AL19=\"\",\"\",幹栓区間!AL19)","v":""},{"$f":"IF(OR(幹栓区間!$L19=\"\",幹栓区間!Q19=\"\"),\"\",幹栓区間!Q19)","v":""},{"$f":"IF(幹栓区間!AM19=\"\",\"\",幹栓区間!AM19)","v":""},{"$f":"IF(OR(幹栓区間!$L19=\"\",幹栓区間!R19=\"\"),\"\",幹栓区間!R19)","v":""},{"$f":"IF(幹栓区間!AN19=\"\",\"\",幹栓区間!AN19)","v":""},{"$f":"IF(OR(幹栓区間!$L19=\"\",幹栓区間!S19=\"\"),\"\",幹栓区間!S19)","v":""},{"$f":"IF(幹栓区間!AO19=\"\",\"\",幹栓区間!AO19)","v":""},{"$f":"IF(OR(幹栓区間!$L19=\"\",幹栓区間!T19=\"\"),\"\",幹栓区間!T19)","v":""},{"$f":"IF(幹栓区間!AP19=\"\",\"\",幹栓区間!AP19)","v":""},{"$f":"IF(OR(幹栓区間!$L19=\"\",幹栓区間!U19=\"\"),\"\",幹栓区間!U19)","v":""},{"$f":"IF(幹栓区間!AQ19=\"\",\"\",幹栓区間!AQ19)","v":""},{"$f":"IF(OR(幹栓区間!$L19=\"\",幹栓区間!V19=\"\"),\"\",幹栓区間!V19)","v":""},{"$f":"IF(幹栓区間!AR19=\"\",\"\",幹栓区間!AR19)","v":""},{"$f":"IF(OR(幹栓区間!$L19=\"\",幹栓区間!W19=\"\"),\"\",幹栓区間!W19)","v":1},{"$f":"IF(幹栓区間!AS19=\"\",\"\",幹栓区間!AS19)","v":1.5},{"$f":"IF(OR(幹栓区間!$L19=\"\",幹栓区間!X19=\"\"),\"\",幹栓区間!X19)","v":""},{"$f":"IF(幹栓区間!AT19=\"\",\"\",幹栓区間!AT19)","v":""},{"$f":"IF(OR(幹栓区間!$L19=\"\",幹栓区間!Y19=\"\"),\"\",幹栓区間!Y19)","v":""},{"$f":"IF(幹栓区間!AU19=\"\",\"\",幹栓区間!AU19)","v":""},{"$f":"IF(OR(幹栓区間!$L19=\"\",幹栓区間!Z19=\"\"),\"\",幹栓区間!Z19)","v":""},{"$f":"IF(幹栓区間!AV19=\"\",\"\",幹栓区間!AV19)","v":""},{"$f":"IF(OR(幹栓区間!$L19=\"\",幹栓区間!AA19=\"\"),\"\",幹栓区間!AA19)","v":""},{"$f":"IF(幹栓区間!AW19=\"\",\"\",幹栓区間!AW19)","v":""},{"$f":"IF(OR(幹栓区間!$L19=\"\",幹栓区間!AB19=\"\"),\"\",幹栓区間!AB19)","v":""},{"$f":"IF(幹栓区間!AX19=\"\",\"\",幹栓区間!AX19)","v":""},{"$f":"IF(OR(幹栓区間!$L19=\"\",幹栓区間!AC19=\"\"),\"\",幹栓区間!AC19)","v":""},{"$f":"IF(幹栓区間!AY19=\"\",\"\",幹栓区間!AY19)","v":""},{"$f":"IF(幹栓区間!AZ19=\"\",\"\",幹栓区間!AZ19)","v":1.5}]
[null,{"$f":"IF(幹栓区間!I20=\"\",\"\",幹栓区間!I20)","v":10},{"$f":"IF(幹栓区間!J20=\"\",\"\",幹栓区間!J20)","v":"J-K"},{"$f":"IF(幹栓区間!L20=\"\",\"\",幹栓区間!L20)","v":40},{"$f":"IF(OR(幹栓区間!$L20=\"\",幹栓区間!O20=\"\"),\"\",幹栓区間!O20)","v":""},{"$f":"IF(幹栓区間!AK20=\"\",\"\",幹栓区間!AK20)","v":""},{"$f":"IF(OR(幹栓区間!$L20=\"\",幹栓区間!P20=\"\"),\"\",幹栓区間!P20)","v":""},{"$f":"IF(幹栓区間!AL20=\"\",\"\",幹栓区間!AL20)","v":""},{"$f":"IF(OR(幹栓区間!$L20=\"\",幹栓区間!Q20=\"\"),\"\",幹栓区間!Q20)","v":""},{"$f":"IF(幹栓区間!AM20=\"\",\"\",幹栓区間!AM20)","v":""},{"$f":"IF(OR(幹栓区間!$L20=\"\",幹栓区間!R20=\"\"),\"\",幹栓区間!R20)","v":""},{"$f":"IF(幹栓区間!AN20=\"\",\"\",幹栓区間!AN20)","v":""},{"$f":"IF(OR(幹栓区間!$L20=\"\",幹栓区間!S20=\"\"),\"\",幹栓区間!S20)","v":""},{"$f":"IF(幹栓区間!AO20=\"\",\"\",幹栓区間!AO20)","v":""},{"$f":"IF(OR(幹栓区間!$L20=\"\",幹栓区間!T20=\"\"),\"\",幹栓区間!T20)","v":""},{"$f":"IF(幹栓区間!AP20=\"\",\"\",幹栓区間!AP20)","v":""},{"$f":"IF(OR(幹栓区間!$L20=\"\",幹栓区間!U20=\"\"),\"\",幹栓区間!U20)","v":""},{"$f":"IF(幹栓区間!AQ20=\"\",\"\",幹栓区間!AQ20)","v":""},{"$f":"IF(OR(幹栓区間!$L20=\"\",幹栓区間!V20=\"\"),\"\",幹栓区間!V20)","v":""},{"$f":"IF(幹栓区間!AR20=\"\",\"\",幹栓区間!AR20)","v":""},{"$f":"IF(OR(幹栓区間!$L20=\"\",幹栓区間!W20=\"\"),\"\",幹栓区間!W20)","v":""},{"$f":"IF(幹栓区間!AS20=\"\",\"\",幹栓区間!AS20)","v":""},{"$f":"IF(OR(幹栓区間!$L20=\"\",幹栓区間!X20=\"\"),\"\",幹栓区間!X20)","v":1},{"$f":"IF(幹栓区間!AT20=\"\",\"\",幹栓区間!AT20)","v":0},{"$f":"IF(OR(幹栓区間!$L20=\"\",幹栓区間!Y20=\"\"),\"\",幹栓区間!Y20)","v":""},{"$f":"IF(幹栓区間!AU20=\"\",\"\",幹栓区間!AU20)","v":""},{"$f":"IF(OR(幹栓区間!$L20=\"\",幹栓区間!Z20=\"\"),\"\",幹栓区間!Z20)","v":""},{"$f":"IF(幹栓区間!AV20=\"\",\"\",幹栓区間!AV20)","v":""},{"$f":"IF(OR(幹栓区間!$L20=\"\",幹栓区間!AA20=\"\"),\"\",幹栓区間!AA20)","v":""},{"$f":"IF(幹栓区間!AW20=\"\",\"\",幹栓区間!AW20)","v":""},{"$f":"IF(OR(幹栓区間!$L20=\"\",幹栓区間!AB20=\"\"),\"\",幹栓区間!AB20)","v":""},{"$f":"IF(幹栓区間!AX20=\"\",\"\",幹栓区間!AX20)","v":""},{"$f":"IF(OR(幹栓区間!$L20=\"\",幹栓区間!AC20=\"\"),\"\",幹栓区間!AC20)","v":""},{"$f":"IF(幹栓区間!AY20=\"\",\"\",幹栓区間!AY20)","v":""},{"$f":"IF(幹栓区間!AZ20=\"\",\"\",幹栓区間!AZ20)","v":0}]
[null,{"$f":"IF(幹栓区間!I21=\"\",\"\",幹栓区間!I21)","v":11},{"$f":"IF(幹栓区間!J21=\"\",\"\",幹栓区間!J21)","v":"K-L"},{"$f":"IF(幹栓区間!L21=\"\",\"\",幹栓区間!L21)","v":""},{"$f":"IF(OR(幹栓区間!$L21=\"\",幹栓区間!O21=\"\"),\"\",幹栓区間!O21)","v":""},{"$f":"IF(幹栓区間!AK21=\"\",\"\",幹栓区間!AK21)","v":""},{"$f":"IF(OR(幹栓区間!$L21=\"\",幹栓区間!P21=\"\"),\"\",幹栓区間!P21)","v":""},{"$f":"IF(幹栓区間!AL21=\"\",\"\",幹栓区間!AL21)","v":""},{"$f":"IF(OR(幹栓区間!$L21=\"\",幹栓区間!Q21=\"\"),\"\",幹栓区間!Q21)","v":""},{"$f":"IF(幹栓区間!AM21=\"\",\"\",幹栓区間!AM21)","v":""},{"$f":"IF(OR(幹栓区間!$L21=\"\",幹栓区間!R21=\"\"),\"\",幹栓区間!R21)","v":""},{"$f":"IF(幹栓区間!AN21=\"\",\"\",幹栓区間!AN21)","v":""},{"$f":"IF(OR(幹栓区間!$L21=\"\",幹栓区間!S21=\"\"),\"\",幹栓区間!S21)","v":""},{"$f":"IF(幹栓区間!AO21=\"\",\"\",幹栓区間!AO21)","v":""},{"$f":"IF(OR(幹栓区間!$L21=\"\",幹栓区間!T21=\"\"),\"\",幹栓区間!T21)","v":""},{"$f":"IF(幹栓区間!AP21=\"\",\"\",幹栓区間!AP21)","v":""},{"$f":"IF(OR(幹栓区間!$L21=\"\",幹栓区間!U21=\"\"),\"\",幹栓区間!U21)","v":""},{"$f":"IF(幹栓区間!AQ21=\"\",\"\",幹栓区間!AQ21)","v":""},{"$f":"IF(OR(幹栓区間!$L21=\"\",幹栓区間!V21=\"\"),\"\",幹栓区間!V21)","v":""},{"$f":"IF(幹栓区間!AR21=\"\",\"\",幹栓区間!AR21)","v":""},{"$f":"IF(OR(幹栓区間!$L21=\"\",幹栓区間!W21=\"\"),\"\",幹栓区間!W21)","v":""},{"$f":"IF(幹栓区間!AS21=\"\",\"\",幹栓区間!AS21)","v":""},{"$f":"IF(OR(幹栓区間!$L21=\"\",幹栓区間!X21=\"\"),\"\",幹栓区間!X21)","v":""},{"$f":"IF(幹栓区間!AT21=\"\",\"\",幹栓区間!AT21)","v":""},{"$f":"IF(OR(幹栓区間!$L21=\"\",幹栓区間!Y21=\"\"),\"\",幹栓区間!Y21)","v":""},{"$f":"IF(幹栓区間!AU21=\"\",\"\",幹栓区間!AU21)","v":""},{"$f":"IF(OR(幹栓区間!$L21=\"\",幹栓区間!Z21=\"\"),\"\",幹栓区間!Z21)","v":""},{"$f":"IF(幹栓区間!AV21=\"\",\"\",幹栓区間!AV21)","v":""},{"$f":"IF(OR(幹栓区間!$L21=\"\",幹栓区間!AA21=\"\"),\"\",幹栓区間!AA21)","v":""},{"$f":"IF(幹栓区間!AW21=\"\",\"\",幹栓区間!AW21)","v":""},{"$f":"IF(OR(幹栓区間!$L21=\"\",幹栓区間!AB21=\"\"),\"\",幹栓区間!AB21)","v":""},{"$f":"IF(幹栓区間!AX21=\"\",\"\",幹栓区間!AX21)","v":""},{"$f":"IF(OR(幹栓区間!$L21=\"\",幹栓区間!AC21=\"\"),\"\",幹栓区間!AC21)","v":""},{"$f":"IF(幹栓区間!AY21=\"\",\"\",幹栓区間!AY21)","v":""},{"$f":"IF(幹栓区間!AZ21=\"\",\"\",幹栓区間!AZ21)","v":""}]
[null,{"$f":"IF(幹栓区間!I22=\"\",\"\",幹栓区間!I22)","v":12},{"$f":"IF(幹栓区間!J22=\"\",\"\",幹栓区間!J22)","v":"L-M"},{"$f":"IF(幹栓区間!L22=\"\",\"\",幹栓区間!L22)","v":40},{"$f":"IF(OR(幹栓区間!$L22=\"\",幹栓区間!O22=\"\"),\"\",幹栓区間!O22)","v":""},{"$f":"IF(幹栓区間!AK22=\"\",\"\",幹栓区間!AK22)","v":""},{"$f":"IF(OR(幹栓区間!$L22=\"\",幹栓区間!P22=\"\"),\"\",幹栓区間!P22)","v":""},{"$f":"IF(幹栓区間!AL22=\"\",\"\",幹栓区間!AL22)","v":""},{"$f":"IF(OR(幹栓区間!$L22=\"\",幹栓区間!Q22=\"\"),\"\",幹栓区間!Q22)","v":""},{"$f":"IF(幹栓区間!AM22=\"\",\"\",幹栓区間!AM22)","v":""},{"$f":"IF(OR(幹栓区間!$L22=\"\",幹栓区間!R22=\"\"),\"\",幹栓区間!R22)","v":""},{"$f":"IF(幹栓区間!AN22=\"\",\"\",幹栓区間!AN22)","v":""},{"$f":"IF(OR(幹栓区間!$L22=\"\",幹栓区間!S22=\"\"),\"\",幹栓区間!S22)","v":""},{"$f":"IF(幹栓区間!AO22=\"\",\"\",幹栓区間!AO22)","v":""},{"$f":"IF(OR(幹栓区間!$L22=\"\",幹栓区間!T22=\"\"),\"\",幹栓区間!T22)","v":""},{"$f":"IF(幹栓区間!AP22=\"\",\"\",幹栓区間!AP22)","v":""},{"$f":"IF(OR(幹栓区間!$L22=\"\",幹栓区間!U22=\"\"),\"\",幹栓区間!U22)","v":""},{"$f":"IF(幹栓区間!AQ22=\"\",\"\",幹栓区間!AQ22)","v":""},{"$f":"IF(OR(幹栓区間!$L22=\"\",幹栓区間!V22=\"\"),\"\",幹栓区間!V22)","v":""},{"$f":"IF(幹栓区間!AR22=\"\",\"\",幹栓区間!AR22)","v":""},{"$f":"IF(OR(幹栓区間!$L22=\"\",幹栓区間!W22=\"\"),\"\",幹栓区間!W22)","v":""},{"$f":"IF(幹栓区間!AS22=\"\",\"\",幹栓区間!AS22)","v":""},{"$f":"IF(OR(幹栓区間!$L22=\"\",幹栓区間!X22=\"\"),\"\",幹栓区間!X22)","v":""},{"$f":"IF(幹栓区間!AT22=\"\",\"\",幹栓区間!AT22)","v":""},{"$f":"IF(OR(幹栓区間!$L22=\"\",幹栓区間!Y22=\"\"),\"\",幹栓区間!Y22)","v":""},{"$f":"IF(幹栓区間!AU22=\"\",\"\",幹栓区間!AU22)","v":""},{"$f":"IF(OR(幹栓区間!$L22=\"\",幹栓区間!Z22=\"\"),\"\",幹栓区間!Z22)","v":""},{"$f":"IF(幹栓区間!AV22=\"\",\"\",幹栓区間!AV22)","v":""},{"$f":"IF(OR(幹栓区間!$L22=\"\",幹栓区間!AA22=\"\"),\"\",幹栓区間!AA22)","v":""},{"$f":"IF(幹栓区間!AW22=\"\",\"\",幹栓区間!AW22)","v":""},{"$f":"IF(OR(幹栓区間!$L22=\"\",幹栓区間!AB22=\"\"),\"\",幹栓区間!AB22)","v":""},{"$f":"IF(幹栓区間!AX22=\"\",\"\",幹栓区間!AX22)","v":""},{"$f":"IF(OR(幹栓区間!$L22=\"\",幹栓区間!AC22=\"\"),\"\",幹栓区間!AC22)","v":""},{"$f":"IF(幹栓区間!AY22=\"\",\"\",幹栓区間!AY22)","v":""},{"$f":"IF(幹栓区間!AZ22=\"\",\"\",幹栓区間!AZ22)","v":0}]
[null,{"$f":"IF(幹栓区間!I23=\"\",\"\",幹栓区間!I23)","v":13},{"$f":"IF(幹栓区間!J23=\"\",\"\",幹栓区間!J23)","v":"M-N"},{"$f":"IF(幹栓区間!L23=\"\",\"\",幹栓区間!L23)","v":40},{"$f":"IF(OR(幹栓区間!$L23=\"\",幹栓区間!O23=\"\"),\"\",幹栓区間!O23)","v":""},{"$f":"IF(幹栓区間!AK23=\"\",\"\",幹栓区間!AK23)","v":""},{"$f":"IF(OR(幹栓区間!$L23=\"\",幹栓区間!P23=\"\"),\"\",幹栓区間!P23)","v":""},{"$f":"IF(幹栓区間!AL23=\"\",\"\",幹栓区間!AL23)","v":""},{"$f":"IF(OR(幹栓区間!$L23=\"\",幹栓区間!Q23=\"\"),\"\",幹栓区間!Q23)","v":""},{"$f":"IF(幹栓区間!AM23=\"\",\"\",幹栓区間!AM23)","v":""},{"$f":"IF(OR(幹栓区間!$L23=\"\",幹栓区間!R23=\"\"),\"\",幹栓区間!R23)","v":""},{"$f":"IF(幹栓区間!AN23=\"\",\"\",幹栓区間!AN23)","v":""},{"$f":"IF(OR(幹栓区間!$L23=\"\",幹栓区間!S23=\"\"),\"\",幹栓区間!S23)","v":""},{"$f":"IF(幹栓区間!AO23=\"\",\"\",幹栓区間!AO23)","v":""},{"$f":"IF(OR(幹栓区間!$L23=\"\",幹栓区間!T23=\"\"),\"\",幹栓区間!T23)","v":""},{"$f":"IF(幹栓区間!AP23=\"\",\"\",幹栓区間!AP23)","v":""},{"$f":"IF(OR(幹栓区間!$L23=\"\",幹栓区間!U23=\"\"),\"\",幹栓区間!U23)","v":""},{"$f":"IF(幹栓区間!AQ23=\"\",\"\",幹栓区間!AQ23)","v":""},{"$f":"IF(OR(幹栓区間!$L23=\"\",幹栓区間!V23=\"\"),\"\",幹栓区間!V23)","v":""},{"$f":"IF(幹栓区間!AR23=\"\",\"\",幹栓区間!AR23)","v":""},{"$f":"IF(OR(幹栓区間!$L23=\"\",幹栓区間!W23=\"\"),\"\",幹栓区間!W23)","v":""},{"$f":"IF(幹栓区間!AS23=\"\",\"\",幹栓区間!AS23)","v":""},{"$f":"IF(OR(幹栓区間!$L23=\"\",幹栓区間!X23=\"\"),\"\",幹栓区間!X23)","v":""},{"$f":"IF(幹栓区間!AT23=\"\",\"\",幹栓区間!AT23)","v":""},{"$f":"IF(OR(幹栓区間!$L23=\"\",幹栓区間!Y23=\"\"),\"\",幹栓区間!Y23)","v":""},{"$f":"IF(幹栓区間!AU23=\"\",\"\",幹栓区間!AU23)","v":""},{"$f":"IF(OR(幹栓区間!$L23=\"\",幹栓区間!Z23=\"\"),\"\",幹栓区間!Z23)","v":""},{"$f":"IF(幹栓区間!AV23=\"\",\"\",幹栓区間!AV23)","v":""},{"$f":"IF(OR(幹栓区間!$L23=\"\",幹栓区間!AA23=\"\"),\"\",幹栓区間!AA23)","v":""},{"$f":"IF(幹栓区間!AW23=\"\",\"\",幹栓区間!AW23)","v":""},{"$f":"IF(OR(幹栓区間!$L23=\"\",幹栓区間!AB23=\"\"),\"\",幹栓区間!AB23)","v":""},{"$f":"IF(幹栓区間!AX23=\"\",\"\",幹栓区間!AX23)","v":""},{"$f":"IF(OR(幹栓区間!$L23=\"\",幹栓区間!AC23=\"\"),\"\",幹栓区間!AC23)","v":""},{"$f":"IF(幹栓区間!AY23=\"\",\"\",幹栓区間!AY23)","v":""},{"$f":"IF(幹栓区間!AZ23=\"\",\"\",幹栓区間!AZ23)","v":0}]
[null,{"$f":"IF(幹栓区間!I24=\"\",\"\",幹栓区間!I24)","v":14},{"$f":"IF(幹栓区間!J24=\"\",\"\",幹栓区間!J24)","v":"N-O"},{"$f":"IF(幹栓区間!L24=\"\",\"\",幹栓区間!L24)","v":40},{"$f":"IF(OR(幹栓区間!$L24=\"\",幹栓区間!O24=\"\"),\"\",幹栓区間!O24)","v":""},{"$f":"IF(幹栓区間!AK24=\"\",\"\",幹栓区間!AK24)","v":""},{"$f":"IF(OR(幹栓区間!$L24=\"\",幹栓区間!P24=\"\"),\"\",幹栓区間!P24)","v":""},{"$f":"IF(幹栓区間!AL24=\"\",\"\",幹栓区間!AL24)","v":""},{"$f":"IF(OR(幹栓区間!$L24=\"\",幹栓区間!Q24=\"\"),\"\",幹栓区間!Q24)","v":""},{"$f":"IF(幹栓区間!AM24=\"\",\"\",幹栓区間!AM24)","v":""},{"$f":"IF(OR(幹栓区間!$L24=\"\",幹栓区間!R24=\"\"),\"\",幹栓区間!R24)","v":""},{"$f":"IF(幹栓区間!AN24=\"\",\"\",幹栓区間!AN24)","v":""},{"$f":"IF(OR(幹栓区間!$L24=\"\",幹栓区間!S24=\"\"),\"\",幹栓区間!S24)","v":""},{"$f":"IF(幹栓区間!AO24=\"\",\"\",幹栓区間!AO24)","v":""},{"$f":"IF(OR(幹栓区間!$L24=\"\",幹栓区間!T24=\"\"),\"\",幹栓区間!T24)","v":""},{"$f":"IF(幹栓区間!AP24=\"\",\"\",幹栓区間!AP24)","v":""},{"$f":"IF(OR(幹栓区間!$L24=\"\",幹栓区間!U24=\"\"),\"\",幹栓区間!U24)","v":""},{"$f":"IF(幹栓区間!AQ24=\"\",\"\",幹栓区間!AQ24)","v":""},{"$f":"IF(OR(幹栓区間!$L24=\"\",幹栓区間!V24=\"\"),\"\",幹栓区間!V24)","v":""},{"$f":"IF(幹栓区間!AR24=\"\",\"\",幹栓区間!AR24)","v":""},{"$f":"IF(OR(幹栓区間!$L24=\"\",幹栓区間!W24=\"\"),\"\",幹栓区間!W24)","v":""},{"$f":"IF(幹栓区間!AS24=\"\",\"\",幹栓区間!AS24)","v":""},{"$f":"IF(OR(幹栓区間!$L24=\"\",幹栓区間!X24=\"\"),\"\",幹栓区間!X24)","v":""},{"$f":"IF(幹栓区間!AT24=\"\",\"\",幹栓区間!AT24)","v":""},{"$f":"IF(OR(幹栓区間!$L24=\"\",幹栓区間!Y24=\"\"),\"\",幹栓区間!Y24)","v":""},{"$f":"IF(幹栓区間!AU24=\"\",\"\",幹栓区間!AU24)","v":""},{"$f":"IF(OR(幹栓区間!$L24=\"\",幹栓区間!Z24=\"\"),\"\",幹栓区間!Z24)","v":""},{"$f":"IF(幹栓区間!AV24=\"\",\"\",幹栓区間!AV24)","v":""},{"$f":"IF(OR(幹栓区間!$L24=\"\",幹栓区間!AA24=\"\"),\"\",幹栓区間!AA24)","v":""},{"$f":"IF(幹栓区間!AW24=\"\",\"\",幹栓区間!AW24)","v":""},{"$f":"IF(OR(幹栓区間!$L24=\"\",幹栓区間!AB24=\"\"),\"\",幹栓区間!AB24)","v":""},{"$f":"IF(幹栓区間!AX24=\"\",\"\",幹栓区間!AX24)","v":""},{"$f":"IF(OR(幹栓区間!$L24=\"\",幹栓区間!AC24=\"\"),\"\",幹栓区間!AC24)","v":""},{"$f":"IF(幹栓区間!AY24=\"\",\"\",幹栓区間!AY24)","v":""},{"$f":"IF(幹栓区間!AZ24=\"\",\"\",幹栓区間!AZ24)","v":0}]
[null,{"$f":"IF(幹栓区間!I25=\"\",\"\",幹栓区間!I25)","v":15},{"$f":"IF(幹栓区間!J25=\"\",\"\",幹栓区間!J25)","v":"O-P"},{"$f":"IF(幹栓区間!L25=\"\",\"\",幹栓区間!L25)","v":40},{"$f":"IF(OR(幹栓区間!$L25=\"\",幹栓区間!O25=\"\"),\"\",幹栓区間!O25)","v":1},{"$f":"IF(幹栓区間!AK25=\"\",\"\",幹栓区間!AK25)","v":1},{"$f":"IF(OR(幹栓区間!$L25=\"\",幹栓区間!P25=\"\"),\"\",幹栓区間!P25)","v":""},{"$f":"IF(幹栓区間!AL25=\"\",\"\",幹栓区間!AL25)","v":""},{"$f":"IF(OR(幹栓区間!$L25=\"\",幹栓区間!Q25=\"\"),\"\",幹栓区間!Q25)","v":""},{"$f":"IF(幹栓区間!AM25=\"\",\"\",幹栓区間!AM25)","v":""},{"$f":"IF(OR(幹栓区間!$L25=\"\",幹栓区間!R25=\"\"),\"\",幹栓区間!R25)","v":""},{"$f":"IF(幹栓区間!AN25=\"\",\"\",幹栓区間!AN25)","v":""},{"$f":"IF(OR(幹栓区間!$L25=\"\",幹栓区間!S25=\"\"),\"\",幹栓区間!S25)","v":""},{"$f":"IF(幹栓区間!AO25=\"\",\"\",幹栓区間!AO25)","v":""},{"$f":"IF(OR(幹栓区間!$L25=\"\",幹栓区間!T25=\"\"),\"\",幹栓区間!T25)","v":""},{"$f":"IF(幹栓区間!AP25=\"\",\"\",幹栓区間!AP25)","v":""},{"$f":"IF(OR(幹栓区間!$L25=\"\",幹栓区間!U25=\"\"),\"\",幹栓区間!U25)","v":1},{"$f":"IF(幹栓区間!AQ25=\"\",\"\",幹栓区間!AQ25)","v":0.3},{"$f":"IF(OR(幹栓区間!$L25=\"\",幹栓区間!V25=\"\"),\"\",幹栓区間!V25)","v":""},{"$f":"IF(幹栓区間!AR25=\"\",\"\",幹栓区間!AR25)","v":""},{"$f":"IF(OR(幹栓区間!$L25=\"\",幹栓区間!W25=\"\"),\"\",幹栓区間!W25)","v":3},{"$f":"IF(幹栓区間!AS25=\"\",\"\",幹栓区間!AS25)","v":4.5},{"$f":"IF(OR(幹栓区間!$L25=\"\",幹栓区間!X25=\"\"),\"\",幹栓区間!X25)","v":""},{"$f":"IF(幹栓区間!AT25=\"\",\"\",幹栓区間!AT25)","v":""},{"$f":"IF(OR(幹栓区間!$L25=\"\",幹栓区間!Y25=\"\"),\"\",幹栓区間!Y25)","v":""},{"$f":"IF(幹栓区間!AU25=\"\",\"\",幹栓区間!AU25)","v":""},{"$f":"IF(OR(幹栓区間!$L25=\"\",幹栓区間!Z25=\"\"),\"\",幹栓区間!Z25)","v":""},{"$f":"IF(幹栓区間!AV25=\"\",\"\",幹栓区間!AV25)","v":""},{"$f":"IF(OR(幹栓区間!$L25=\"\",幹栓区間!AA25=\"\"),\"\",幹栓区間!AA25)","v":""},{"$f":"IF(幹栓区間!AW25=\"\",\"\",幹栓区間!AW25)","v":""},{"$f":"IF(OR(幹栓区間!$L25=\"\",幹栓区間!AB25=\"\"),\"\",幹栓区間!AB25)","v":""},{"$f":"IF(幹栓区間!AX25=\"\",\"\",幹栓区間!AX25)","v":""},{"$f":"IF(OR(幹栓区間!$L25=\"\",幹栓区間!AC25=\"\"),\"\",幹栓区間!AC25)","v":""},{"$f":"IF(幹栓区間!AY25=\"\",\"\",幹栓区間!AY25)","v":""},{"$f":"IF(幹栓区間!AZ25=\"\",\"\",幹栓区間!AZ25)","v":5.8}]
[null,{"$f":"IF(幹栓区間!I26=\"\",\"\",幹栓区間!I26)","v":16},{"$f":"IF(幹栓区間!J26=\"\",\"\",幹栓区間!J26)","v":""},{"$f":"IF(幹栓区間!L26=\"\",\"\",幹栓区間!L26)","v":""},{"$f":"IF(OR(幹栓区間!$L26=\"\",幹栓区間!O26=\"\"),\"\",幹栓区間!O26)","v":""},{"$f":"IF(幹栓区間!AK26=\"\",\"\",幹栓区間!AK26)","v":""},{"$f":"IF(OR(幹栓区間!$L26=\"\",幹栓区間!P26=\"\"),\"\",幹栓区間!P26)","v":""},{"$f":"IF(幹栓区間!AL26=\"\",\"\",幹栓区間!AL26)","v":""},{"$f":"IF(OR(幹栓区間!$L26=\"\",幹栓区間!Q26=\"\"),\"\",幹栓区間!Q26)","v":""},{"$f":"IF(幹栓区間!AM26=\"\",\"\",幹栓区間!AM26)","v":""},{"$f":"IF(OR(幹栓区間!$L26=\"\",幹栓区間!R26=\"\"),\"\",幹栓区間!R26)","v":""},{"$f":"IF(幹栓区間!AN26=\"\",\"\",幹栓区間!AN26)","v":""},{"$f":"IF(OR(幹栓区間!$L26=\"\",幹栓区間!S26=\"\"),\"\",幹栓区間!S26)","v":""},{"$f":"IF(幹栓区間!AO26=\"\",\"\",幹栓区間!AO26)","v":""},{"$f":"IF(OR(幹栓区間!$L26=\"\",幹栓区間!T26=\"\"),\"\",幹栓区間!T26)","v":""},{"$f":"IF(幹栓区間!AP26=\"\",\"\",幹栓区間!AP26)","v":""},{"$f":"IF(OR(幹栓区間!$L26=\"\",幹栓区間!U26=\"\"),\"\",幹栓区間!U26)","v":""},{"$f":"IF(幹栓区間!AQ26=\"\",\"\",幹栓区間!AQ26)","v":""},{"$f":"IF(OR(幹栓区間!$L26=\"\",幹栓区間!V26=\"\"),\"\",幹栓区間!V26)","v":""},{"$f":"IF(幹栓区間!AR26=\"\",\"\",幹栓区間!AR26)","v":""},{"$f":"IF(OR(幹栓区間!$L26=\"\",幹栓区間!W26=\"\"),\"\",幹栓区間!W26)","v":""},{"$f":"IF(幹栓区間!AS26=\"\",\"\",幹栓区間!AS26)","v":""},{"$f":"IF(OR(幹栓区間!$L26=\"\",幹栓区間!X26=\"\"),\"\",幹栓区間!X26)","v":""},{"$f":"IF(幹栓区間!AT26=\"\",\"\",幹栓区間!AT26)","v":""},{"$f":"IF(OR(幹栓区間!$L26=\"\",幹栓区間!Y26=\"\"),\"\",幹栓区間!Y26)","v":""},{"$f":"IF(幹栓区間!AU26=\"\",\"\",幹栓区間!AU26)","v":""},{"$f":"IF(OR(幹栓区間!$L26=\"\",幹栓区間!Z26=\"\"),\"\",幹栓区間!Z26)","v":""},{"$f":"IF(幹栓区間!AV26=\"\",\"\",幹栓区間!AV26)","v":""},{"$f":"IF(OR(幹栓区間!$L26=\"\",幹栓区間!AA26=\"\"),\"\",幹栓区間!AA26)","v":""},{"$f":"IF(幹栓区間!AW26=\"\",\"\",幹栓区間!AW26)","v":""},{"$f":"IF(OR(幹栓区間!$L26=\"\",幹栓区間!AB26=\"\"),\"\",幹栓区間!AB26)","v":""},{"$f":"IF(幹栓区間!AX26=\"\",\"\",幹栓区間!AX26)","v":""},{"$f":"IF(OR(幹栓区間!$L26=\"\",幹栓区間!AC26=\"\"),\"\",幹栓区間!AC26)","v":""},{"$f":"IF(幹栓区間!AY26=\"\",\"\",幹栓区間!AY26)","v":""},{"$f":"IF(幹栓区間!AZ26=\"\",\"\",幹栓区間!AZ26)","v":""}]
[null,{"$f":"IF(幹栓区間!I27=\"\",\"\",幹栓区間!I27)","v":17},{"$f":"IF(幹栓区間!J27=\"\",\"\",幹栓区間!J27)","v":""},{"$f":"IF(幹栓区間!L27=\"\",\"\",幹栓区間!L27)","v":""},{"$f":"IF(OR(幹栓区間!$L27=\"\",幹栓区間!O27=\"\"),\"\",幹栓区間!O27)","v":""},{"$f":"IF(幹栓区間!AK27=\"\",\"\",幹栓区間!AK27)","v":""},{"$f":"IF(OR(幹栓区間!$L27=\"\",幹栓区間!P27=\"\"),\"\",幹栓区間!P27)","v":""},{"$f":"IF(幹栓区間!AL27=\"\",\"\",幹栓区間!AL27)","v":""},{"$f":"IF(OR(幹栓区間!$L27=\"\",幹栓区間!Q27=\"\"),\"\",幹栓区間!Q27)","v":""},{"$f":"IF(幹栓区間!AM27=\"\",\"\",幹栓区間!AM27)","v":""},{"$f":"IF(OR(幹栓区間!$L27=\"\",幹栓区間!R27=\"\"),\"\",幹栓区間!R27)","v":""},{"$f":"IF(幹栓区間!AN27=\"\",\"\",幹栓区間!AN27)","v":""},{"$f":"IF(OR(幹栓区間!$L27=\"\",幹栓区間!S27=\"\"),\"\",幹栓区間!S27)","v":""},{"$f":"IF(幹栓区間!AO27=\"\",\"\",幹栓区間!AO27)","v":""},{"$f":"IF(OR(幹栓区間!$L27=\"\",幹栓区間!T27=\"\"),\"\",幹栓区間!T27)","v":""},{"$f":"IF(幹栓区間!AP27=\"\",\"\",幹栓区間!AP27)","v":""},{"$f":"IF(OR(幹栓区間!$L27=\"\",幹栓区間!U27=\"\"),\"\",幹栓区間!U27)","v":""},{"$f":"IF(幹栓区間!AQ27=\"\",\"\",幹栓区間!AQ27)","v":""},{"$f":"IF(OR(幹栓区間!$L27=\"\",幹栓区間!V27=\"\"),\"\",幹栓区間!V27)","v":""},{"$f":"IF(幹栓区間!AR27=\"\",\"\",幹栓区間!AR27)","v":""},{"$f":"IF(OR(幹栓区間!$L27=\"\",幹栓区間!W27=\"\"),\"\",幹栓区間!W27)","v":""},{"$f":"IF(幹栓区間!AS27=\"\",\"\",幹栓区間!AS27)","v":""},{"$f":"IF(OR(幹栓区間!$L27=\"\",幹栓区間!X27=\"\"),\"\",幹栓区間!X27)","v":""},{"$f":"IF(幹栓区間!AT27=\"\",\"\",幹栓区間!AT27)","v":""},{"$f":"IF(OR(幹栓区間!$L27=\"\",幹栓区間!Y27=\"\"),\"\",幹栓区間!Y27)","v":""},{"$f":"IF(幹栓区間!AU27=\"\",\"\",幹栓区間!AU27)","v":""},{"$f":"IF(OR(幹栓区間!$L27=\"\",幹栓区間!Z27=\"\"),\"\",幹栓区間!Z27)","v":""},{"$f":"IF(幹栓区間!AV27=\"\",\"\",幹栓区間!AV27)","v":""},{"$f":"IF(OR(幹栓区間!$L27=\"\",幹栓区間!AA27=\"\"),\"\",幹栓区間!AA27)","v":""},{"$f":"IF(幹栓区間!AW27=\"\",\"\",幹栓区間!AW27)","v":""},{"$f":"IF(OR(幹栓区間!$L27=\"\",幹栓区間!AB27=\"\"),\"\",幹栓区間!AB27)","v":""},{"$f":"IF(幹栓区間!AX27=\"\",\"\",幹栓区間!AX27)","v":""},{"$f":"IF(OR(幹栓区間!$L27=\"\",幹栓区間!AC27=\"\"),\"\",幹栓区間!AC27)","v":""},{"$f":"IF(幹栓区間!AY27=\"\",\"\",幹栓区間!AY27)","v":""},{"$f":"IF(幹栓区間!AZ27=\"\",\"\",幹栓区間!AZ27)","v":""}]
[null,{"$f":"IF(幹栓区間!I28=\"\",\"\",幹栓区間!I28)","v":18},{"$f":"IF(幹栓区間!J28=\"\",\"\",幹栓区間!J28)","v":""},{"$f":"IF(幹栓区間!L28=\"\",\"\",幹栓区間!L28)","v":""},{"$f":"IF(OR(幹栓区間!$L28=\"\",幹栓区間!O28=\"\"),\"\",幹栓区間!O28)","v":""},{"$f":"IF(幹栓区間!AK28=\"\",\"\",幹栓区間!AK28)","v":""},{"$f":"IF(OR(幹栓区間!$L28=\"\",幹栓区間!P28=\"\"),\"\",幹栓区間!P28)","v":""},{"$f":"IF(幹栓区間!AL28=\"\",\"\",幹栓区間!AL28)","v":""},{"$f":"IF(OR(幹栓区間!$L28=\"\",幹栓区間!Q28=\"\"),\"\",幹栓区間!Q28)","v":""},{"$f":"IF(幹栓区間!AM28=\"\",\"\",幹栓区間!AM28)","v":""},{"$f":"IF(OR(幹栓区間!$L28=\"\",幹栓区間!R28=\"\"),\"\",幹栓区間!R28)","v":""},{"$f":"IF(幹栓区間!AN28=\"\",\"\",幹栓区間!AN28)","v":""},{"$f":"IF(OR(幹栓区間!$L28=\"\",幹栓区間!S28=\"\"),\"\",幹栓区間!S28)","v":""},{"$f":"IF(幹栓区間!AO28=\"\",\"\",幹栓区間!AO28)","v":""},{"$f":"IF(OR(幹栓区間!$L28=\"\",幹栓区間!T28=\"\"),\"\",幹栓区間!T28)","v":""},{"$f":"IF(幹栓区間!AP28=\"\",\"\",幹栓区間!AP28)","v":""},{"$f":"IF(OR(幹栓区間!$L28=\"\",幹栓区間!U28=\"\"),\"\",幹栓区間!U28)","v":""},{"$f":"IF(幹栓区間!AQ28=\"\",\"\",幹栓区間!AQ28)","v":""},{"$f":"IF(OR(幹栓区間!$L28=\"\",幹栓区間!V28=\"\"),\"\",幹栓区間!V28)","v":""},{"$f":"IF(幹栓区間!AR28=\"\",\"\",幹栓区間!AR28)","v":""},{"$f":"IF(OR(幹栓区間!$L28=\"\",幹栓区間!W28=\"\"),\"\",幹栓区間!W28)","v":""},{"$f":"IF(幹栓区間!AS28=\"\",\"\",幹栓区間!AS28)","v":""},{"$f":"IF(OR(幹栓区間!$L28=\"\",幹栓区間!X28=\"\"),\"\",幹栓区間!X28)","v":""},{"$f":"IF(幹栓区間!AT28=\"\",\"\",幹栓区間!AT28)","v":""},{"$f":"IF(OR(幹栓区間!$L28=\"\",幹栓区間!Y28=\"\"),\"\",幹栓区間!Y28)","v":""},{"$f":"IF(幹栓区間!AU28=\"\",\"\",幹栓区間!AU28)","v":""},{"$f":"IF(OR(幹栓区間!$L28=\"\",幹栓区間!Z28=\"\"),\"\",幹栓区間!Z28)","v":""},{"$f":"IF(幹栓区間!AV28=\"\",\"\",幹栓区間!AV28)","v":""},{"$f":"IF(OR(幹栓区間!$L28=\"\",幹栓区間!AA28=\"\"),\"\",幹栓区間!AA28)","v":""},{"$f":"IF(幹栓区間!AW28=\"\",\"\",幹栓区間!AW28)","v":""},{"$f":"IF(OR(幹栓区間!$L28=\"\",幹栓区間!AB28=\"\"),\"\",幹栓区間!AB28)","v":""},{"$f":"IF(幹栓区間!AX28=\"\",\"\",幹栓区間!AX28)","v":""},{"$f":"IF(OR(幹栓区間!$L28=\"\",幹栓区間!AC28=\"\"),\"\",幹栓区間!AC28)","v":""},{"$f":"IF(幹栓区間!AY28=\"\",\"\",幹栓区間!AY28)","v":""},{"$f":"IF(幹栓区間!AZ28=\"\",\"\",幹栓区間!AZ28)","v":""}]
[null,{"$f":"IF(幹栓区間!I29=\"\",\"\",幹栓区間!I29)","v":19},{"$f":"IF(幹栓区間!J29=\"\",\"\",幹栓区間!J29)","v":""},{"$f":"IF(幹栓区間!L29=\"\",\"\",幹栓区間!L29)","v":""},{"$f":"IF(OR(幹栓区間!$L29=\"\",幹栓区間!O29=\"\"),\"\",幹栓区間!O29)","v":""},{"$f":"IF(幹栓区間!AK29=\"\",\"\",幹栓区間!AK29)","v":""},{"$f":"IF(OR(幹栓区間!$L29=\"\",幹栓区間!P29=\"\"),\"\",幹栓区間!P29)","v":""},{"$f":"IF(幹栓区間!AL29=\"\",\"\",幹栓区間!AL29)","v":""},{"$f":"IF(OR(幹栓区間!$L29=\"\",幹栓区間!Q29=\"\"),\"\",幹栓区間!Q29)","v":""},{"$f":"IF(幹栓区間!AM29=\"\",\"\",幹栓区間!AM29)","v":""},{"$f":"IF(OR(幹栓区間!$L29=\"\",幹栓区間!R29=\"\"),\"\",幹栓区間!R29)","v":""},{"$f":"IF(幹栓区間!AN29=\"\",\"\",幹栓区間!AN29)","v":""},{"$f":"IF(OR(幹栓区間!$L29=\"\",幹栓区間!S29=\"\"),\"\",幹栓区間!S29)","v":""},{"$f":"IF(幹栓区間!AO29=\"\",\"\",幹栓区間!AO29)","v":""},{"$f":"IF(OR(幹栓区間!$L29=\"\",幹栓区間!T29=\"\"),\"\",幹栓区間!T29)","v":""},{"$f":"IF(幹栓区間!AP29=\"\",\"\",幹栓区間!AP29)","v":""},{"$f":"IF(OR(幹栓区間!$L29=\"\",幹栓区間!U29=\"\"),\"\",幹栓区間!U29)","v":""},{"$f":"IF(幹栓区間!AQ29=\"\",\"\",幹栓区間!AQ29)","v":""},{"$f":"IF(OR(幹栓区間!$L29=\"\",幹栓区間!V29=\"\"),\"\",幹栓区間!V29)","v":""},{"$f":"IF(幹栓区間!AR29=\"\",\"\",幹栓区間!AR29)","v":""},{"$f":"IF(OR(幹栓区間!$L29=\"\",幹栓区間!W29=\"\"),\"\",幹栓区間!W29)","v":""},{"$f":"IF(幹栓区間!AS29=\"\",\"\",幹栓区間!AS29)","v":""},{"$f":"IF(OR(幹栓区間!$L29=\"\",幹栓区間!X29=\"\"),\"\",幹栓区間!X29)","v":""},{"$f":"IF(幹栓区間!AT29=\"\",\"\",幹栓区間!AT29)","v":""},{"$f":"IF(OR(幹栓区間!$L29=\"\",幹栓区間!Y29=\"\"),\"\",幹栓区間!Y29)","v":""},{"$f":"IF(幹栓区間!AU29=\"\",\"\",幹栓区間!AU29)","v":""},{"$f":"IF(OR(幹栓区間!$L29=\"\",幹栓区間!Z29=\"\"),\"\",幹栓区間!Z29)","v":""},{"$f":"IF(幹栓区間!AV29=\"\",\"\",幹栓区間!AV29)","v":""},{"$f":"IF(OR(幹栓区間!$L29=\"\",幹栓区間!AA29=\"\"),\"\",幹栓区間!AA29)","v":""},{"$f":"IF(幹栓区間!AW29=\"\",\"\",幹栓区間!AW29)","v":""},{"$f":"IF(OR(幹栓区間!$L29=\"\",幹栓区間!AB29=\"\"),\"\",幹栓区間!AB29)","v":""},{"$f":"IF(幹栓区間!AX29=\"\",\"\",幹栓区間!AX29)","v":""},{"$f":"IF(OR(幹栓区間!$L29=\"\",幹栓区間!AC29=\"\"),\"\",幹栓区間!AC29)","v":""},{"$f":"IF(幹栓区間!AY29=\"\",\"\",幹栓区間!AY29)","v":""},{"$f":"IF(幹栓区間!AZ29=\"\",\"\",幹栓区間!AZ29)","v":""}]
[null,{"$f":"IF(幹栓区間!I30=\"\",\"\",幹栓区間!I30)","v":20},{"$f":"IF(幹栓区間!J30=\"\",\"\",幹栓区間!J30)","v":""},{"$f":"IF(幹栓区間!L30=\"\",\"\",幹栓区間!L30)","v":""},{"$f":"IF(OR(幹栓区間!$L30=\"\",幹栓区間!O30=\"\"),\"\",幹栓区間!O30)","v":""},{"$f":"IF(幹栓区間!AK30=\"\",\"\",幹栓区間!AK30)","v":""},{"$f":"IF(OR(幹栓区間!$L30=\"\",幹栓区間!P30=\"\"),\"\",幹栓区間!P30)","v":""},{"$f":"IF(幹栓区間!AL30=\"\",\"\",幹栓区間!AL30)","v":""},{"$f":"IF(OR(幹栓区間!$L30=\"\",幹栓区間!Q30=\"\"),\"\",幹栓区間!Q30)","v":""},{"$f":"IF(幹栓区間!AM30=\"\",\"\",幹栓区間!AM30)","v":""},{"$f":"IF(OR(幹栓区間!$L30=\"\",幹栓区間!R30=\"\"),\"\",幹栓区間!R30)","v":""},{"$f":"IF(幹栓区間!AN30=\"\",\"\",幹栓区間!AN30)","v":""},{"$f":"IF(OR(幹栓区間!$L30=\"\",幹栓区間!S30=\"\"),\"\",幹栓区間!S30)","v":""},{"$f":"IF(幹栓区間!AO30=\"\",\"\",幹栓区間!AO30)","v":""},{"$f":"IF(OR(幹栓区間!$L30=\"\",幹栓区間!T30=\"\"),\"\",幹栓区間!T30)","v":""},{"$f":"IF(幹栓区間!AP30=\"\",\"\",幹栓区間!AP30)","v":""},{"$f":"IF(OR(幹栓区間!$L30=\"\",幹栓区間!U30=\"\"),\"\",幹栓区間!U30)","v":""},{"$f":"IF(幹栓区間!AQ30=\"\",\"\",幹栓区間!AQ30)","v":""},{"$f":"IF(OR(幹栓区間!$L30=\"\",幹栓区間!V30=\"\"),\"\",幹栓区間!V30)","v":""},{"$f":"IF(幹栓区間!AR30=\"\",\"\",幹栓区間!AR30)","v":""},{"$f":"IF(OR(幹栓区間!$L30=\"\",幹栓区間!W30=\"\"),\"\",幹栓区間!W30)","v":""},{"$f":"IF(幹栓区間!AS30=\"\",\"\",幹栓区間!AS30)","v":""},{"$f":"IF(OR(幹栓区間!$L30=\"\",幹栓区間!X30=\"\"),\"\",幹栓区間!X30)","v":""},{"$f":"IF(幹栓区間!AT30=\"\",\"\",幹栓区間!AT30)","v":""},{"$f":"IF(OR(幹栓区間!$L30=\"\",幹栓区間!Y30=\"\"),\"\",幹栓区間!Y30)","v":""},{"$f":"IF(幹栓区間!AU30=\"\",\"\",幹栓区間!AU30)","v":""},{"$f":"IF(OR(幹栓区間!$L30=\"\",幹栓区間!Z30=\"\"),\"\",幹栓区間!Z30)","v":""},{"$f":"IF(幹栓区間!AV30=\"\",\"\",幹栓区間!AV30)","v":""},{"$f":"IF(OR(幹栓区間!$L30=\"\",幹栓区間!AA30=\"\"),\"\",幹栓区間!AA30)","v":""},{"$f":"IF(幹栓区間!AW30=\"\",\"\",幹栓区間!AW30)","v":""},{"$f":"IF(OR(幹栓区間!$L30=\"\",幹栓区間!AB30=\"\"),\"\",幹栓区間!AB30)","v":""},{"$f":"IF(幹栓区間!AX30=\"\",\"\",幹栓区間!AX30)","v":""},{"$f":"IF(OR(幹栓区間!$L30=\"\",幹栓区間!AC30=\"\"),\"\",幹栓区間!AC30)","v":""},{"$f":"IF(幹栓区間!AY30=\"\",\"\",幹栓区間!AY30)","v":""},{"$f":"IF(幹栓区間!AZ30=\"\",\"\",幹栓区間!AZ30)","v":""}]
[null,{"$f":"IF(幹栓区間!I31=\"\",\"\",幹栓区間!I31)","v":21},{"$f":"IF(幹栓区間!J31=\"\",\"\",幹栓区間!J31)","v":""},{"$f":"IF(幹栓区間!L31=\"\",\"\",幹栓区間!L31)","v":""},{"$f":"IF(OR(幹栓区間!$L31=\"\",幹栓区間!O31=\"\"),\"\",幹栓区間!O31)","v":""},{"$f":"IF(幹栓区間!AK31=\"\",\"\",幹栓区間!AK31)","v":""},{"$f":"IF(OR(幹栓区間!$L31=\"\",幹栓区間!P31=\"\"),\"\",幹栓区間!P31)","v":""},{"$f":"IF(幹栓区間!AL31=\"\",\"\",幹栓区間!AL31)","v":""},{"$f":"IF(OR(幹栓区間!$L31=\"\",幹栓区間!Q31=\"\"),\"\",幹栓区間!Q31)","v":""},{"$f":"IF(幹栓区間!AM31=\"\",\"\",幹栓区間!AM31)","v":""},{"$f":"IF(OR(幹栓区間!$L31=\"\",幹栓区間!R31=\"\"),\"\",幹栓区間!R31)","v":""},{"$f":"IF(幹栓区間!AN31=\"\",\"\",幹栓区間!AN31)","v":""},{"$f":"IF(OR(幹栓区間!$L31=\"\",幹栓区間!S31=\"\"),\"\",幹栓区間!S31)","v":""},{"$f":"IF(幹栓区間!AO31=\"\",\"\",幹栓区間!AO31)","v":""},{"$f":"IF(OR(幹栓区間!$L31=\"\",幹栓区間!T31=\"\"),\"\",幹栓区間!T31)","v":""},{"$f":"IF(幹栓区間!AP31=\"\",\"\",幹栓区間!AP31)","v":""},{"$f":"IF(OR(幹栓区間!$L31=\"\",幹栓区間!U31=\"\"),\"\",幹栓区間!U31)","v":""},{"$f":"IF(幹栓区間!AQ31=\"\",\"\",幹栓区間!AQ31)","v":""},{"$f":"IF(OR(幹栓区間!$L31=\"\",幹栓区間!V31=\"\"),\"\",幹栓区間!V31)","v":""},{"$f":"IF(幹栓区間!AR31=\"\",\"\",幹栓区間!AR31)","v":""},{"$f":"IF(OR(幹栓区間!$L31=\"\",幹栓区間!W31=\"\"),\"\",幹栓区間!W31)","v":""},{"$f":"IF(幹栓区間!AS31=\"\",\"\",幹栓区間!AS31)","v":""},{"$f":"IF(OR(幹栓区間!$L31=\"\",幹栓区間!X31=\"\"),\"\",幹栓区間!X31)","v":""},{"$f":"IF(幹栓区間!AT31=\"\",\"\",幹栓区間!AT31)","v":""},{"$f":"IF(OR(幹栓区間!$L31=\"\",幹栓区間!Y31=\"\"),\"\",幹栓区間!Y31)","v":""},{"$f":"IF(幹栓区間!AU31=\"\",\"\",幹栓区間!AU31)","v":""},{"$f":"IF(OR(幹栓区間!$L31=\"\",幹栓区間!Z31=\"\"),\"\",幹栓区間!Z31)","v":""},{"$f":"IF(幹栓区間!AV31=\"\",\"\",幹栓区間!AV31)","v":""},{"$f":"IF(OR(幹栓区間!$L31=\"\",幹栓区間!AA31=\"\"),\"\",幹栓区間!AA31)","v":""},{"$f":"IF(幹栓区間!AW31=\"\",\"\",幹栓区間!AW31)","v":""},{"$f":"IF(OR(幹栓区間!$L31=\"\",幹栓区間!AB31=\"\"),\"\",幹栓区間!AB31)","v":""},{"$f":"IF(幹栓区間!AX31=\"\",\"\",幹栓区間!AX31)","v":""},{"$f":"IF(OR(幹栓区間!$L31=\"\",幹栓区間!AC31=\"\"),\"\",幹栓区間!AC31)","v":""},{"$f":"IF(幹栓区間!AY31=\"\",\"\",幹栓区間!AY31)","v":""},{"$f":"IF(幹栓区間!AZ31=\"\",\"\",幹栓区間!AZ31)","v":""}]
[null,{"$f":"IF(幹栓区間!I32=\"\",\"\",幹栓区間!I32)","v":22},{"$f":"IF(幹栓区間!J32=\"\",\"\",幹栓区間!J32)","v":""},{"$f":"IF(幹栓区間!L32=\"\",\"\",幹栓区間!L32)","v":""},{"$f":"IF(OR(幹栓区間!$L32=\"\",幹栓区間!O32=\"\"),\"\",幹栓区間!O32)","v":""},{"$f":"IF(幹栓区間!AK32=\"\",\"\",幹栓区間!AK32)","v":""},{"$f":"IF(OR(幹栓区間!$L32=\"\",幹栓区間!P32=\"\"),\"\",幹栓区間!P32)","v":""},{"$f":"IF(幹栓区間!AL32=\"\",\"\",幹栓区間!AL32)","v":""},{"$f":"IF(OR(幹栓区間!$L32=\"\",幹栓区間!Q32=\"\"),\"\",幹栓区間!Q32)","v":""},{"$f":"IF(幹栓区間!AM32=\"\",\"\",幹栓区間!AM32)","v":""},{"$f":"IF(OR(幹栓区間!$L32=\"\",幹栓区間!R32=\"\"),\"\",幹栓区間!R32)","v":""},{"$f":"IF(幹栓区間!AN32=\"\",\"\",幹栓区間!AN32)","v":""},{"$f":"IF(OR(幹栓区間!$L32=\"\",幹栓区間!S32=\"\"),\"\",幹栓区間!S32)","v":""},{"$f":"IF(幹栓区間!AO32=\"\",\"\",幹栓区間!AO32)","v":""},{"$f":"IF(OR(幹栓区間!$L32=\"\",幹栓区間!T32=\"\"),\"\",幹栓区間!T32)","v":""},{"$f":"IF(幹栓区間!AP32=\"\",\"\",幹栓区間!AP32)","v":""},{"$f":"IF(OR(幹栓区間!$L32=\"\",幹栓区間!U32=\"\"),\"\",幹栓区間!U32)","v":""},{"$f":"IF(幹栓区間!AQ32=\"\",\"\",幹栓区間!AQ32)","v":""},{"$f":"IF(OR(幹栓区間!$L32=\"\",幹栓区間!V32=\"\"),\"\",幹栓区間!V32)","v":""},{"$f":"IF(幹栓区間!AR32=\"\",\"\",幹栓区間!AR32)","v":""},{"$f":"IF(OR(幹栓区間!$L32=\"\",幹栓区間!W32=\"\"),\"\",幹栓区間!W32)","v":""},{"$f":"IF(幹栓区間!AS32=\"\",\"\",幹栓区間!AS32)","v":""},{"$f":"IF(OR(幹栓区間!$L32=\"\",幹栓区間!X32=\"\"),\"\",幹栓区間!X32)","v":""},{"$f":"IF(幹栓区間!AT32=\"\",\"\",幹栓区間!AT32)","v":""},{"$f":"IF(OR(幹栓区間!$L32=\"\",幹栓区間!Y32=\"\"),\"\",幹栓区間!Y32)","v":""},{"$f":"IF(幹栓区間!AU32=\"\",\"\",幹栓区間!AU32)","v":""},{"$f":"IF(OR(幹栓区間!$L32=\"\",幹栓区間!Z32=\"\"),\"\",幹栓区間!Z32)","v":""},{"$f":"IF(幹栓区間!AV32=\"\",\"\",幹栓区間!AV32)","v":""},{"$f":"IF(OR(幹栓区間!$L32=\"\",幹栓区間!AA32=\"\"),\"\",幹栓区間!AA32)","v":""},{"$f":"IF(幹栓区間!AW32=\"\",\"\",幹栓区間!AW32)","v":""},{"$f":"IF(OR(幹栓区間!$L32=\"\",幹栓区間!AB32=\"\"),\"\",幹栓区間!AB32)","v":""},{"$f":"IF(幹栓区間!AX32=\"\",\"\",幹栓区間!AX32)","v":""},{"$f":"IF(OR(幹栓区間!$L32=\"\",幹栓区間!AC32=\"\"),\"\",幹栓区間!AC32)","v":""},{"$f":"IF(幹栓区間!AY32=\"\",\"\",幹栓区間!AY32)","v":""},{"$f":"IF(幹栓区間!AZ32=\"\",\"\",幹栓区間!AZ32)","v":""}]
[null,{"$f":"IF(幹栓区間!I33=\"\",\"\",幹栓区間!I33)","v":23},{"$f":"IF(幹栓区間!J33=\"\",\"\",幹栓区間!J33)","v":""},{"$f":"IF(幹栓区間!L33=\"\",\"\",幹栓区間!L33)","v":""},{"$f":"IF(OR(幹栓区間!$L33=\"\",幹栓区間!O33=\"\"),\"\",幹栓区間!O33)","v":""},{"$f":"IF(幹栓区間!AK33=\"\",\"\",幹栓区間!AK33)","v":""},{"$f":"IF(OR(幹栓区間!$L33=\"\",幹栓区間!P33=\"\"),\"\",幹栓区間!P33)","v":""},{"$f":"IF(幹栓区間!AL33=\"\",\"\",幹栓区間!AL33)","v":""},{"$f":"IF(OR(幹栓区間!$L33=\"\",幹栓区間!Q33=\"\"),\"\",幹栓区間!Q33)","v":""},{"$f":"IF(幹栓区間!AM33=\"\",\"\",幹栓区間!AM33)","v":""},{"$f":"IF(OR(幹栓区間!$L33=\"\",幹栓区間!R33=\"\"),\"\",幹栓区間!R33)","v":""},{"$f":"IF(幹栓区間!AN33=\"\",\"\",幹栓区間!AN33)","v":""},{"$f":"IF(OR(幹栓区間!$L33=\"\",幹栓区間!S33=\"\"),\"\",幹栓区間!S33)","v":""},{"$f":"IF(幹栓区間!AO33=\"\",\"\",幹栓区間!AO33)","v":""},{"$f":"IF(OR(幹栓区間!$L33=\"\",幹栓区間!T33=\"\"),\"\",幹栓区間!T33)","v":""},{"$f":"IF(幹栓区間!AP33=\"\",\"\",幹栓区間!AP33)","v":""},{"$f":"IF(OR(幹栓区間!$L33=\"\",幹栓区間!U33=\"\"),\"\",幹栓区間!U33)","v":""},{"$f":"IF(幹栓区間!AQ33=\"\",\"\",幹栓区間!AQ33)","v":""},{"$f":"IF(OR(幹栓区間!$L33=\"\",幹栓区間!V33=\"\"),\"\",幹栓区間!V33)","v":""},{"$f":"IF(幹栓区間!AR33=\"\",\"\",幹栓区間!AR33)","v":""},{"$f":"IF(OR(幹栓区間!$L33=\"\",幹栓区間!W33=\"\"),\"\",幹栓区間!W33)","v":""},{"$f":"IF(幹栓区間!AS33=\"\",\"\",幹栓区間!AS33)","v":""},{"$f":"IF(OR(幹栓区間!$L33=\"\",幹栓区間!X33=\"\"),\"\",幹栓区間!X33)","v":""},{"$f":"IF(幹栓区間!AT33=\"\",\"\",幹栓区間!AT33)","v":""},{"$f":"IF(OR(幹栓区間!$L33=\"\",幹栓区間!Y33=\"\"),\"\",幹栓区間!Y33)","v":""},{"$f":"IF(幹栓区間!AU33=\"\",\"\",幹栓区間!AU33)","v":""},{"$f":"IF(OR(幹栓区間!$L33=\"\",幹栓区間!Z33=\"\"),\"\",幹栓区間!Z33)","v":""},{"$f":"IF(幹栓区間!AV33=\"\",\"\",幹栓区間!AV33)","v":""},{"$f":"IF(OR(幹栓区間!$L33=\"\",幹栓区間!AA33=\"\"),\"\",幹栓区間!AA33)","v":""},{"$f":"IF(幹栓区間!AW33=\"\",\"\",幹栓区間!AW33)","v":""},{"$f":"IF(OR(幹栓区間!$L33=\"\",幹栓区間!AB33=\"\"),\"\",幹栓区間!AB33)","v":""},{"$f":"IF(幹栓区間!AX33=\"\",\"\",幹栓区間!AX33)","v":""},{"$f":"IF(OR(幹栓区間!$L33=\"\",幹栓区間!AC33=\"\"),\"\",幹栓区間!AC33)","v":""},{"$f":"IF(幹栓区間!AY33=\"\",\"\",幹栓区間!AY33)","v":""},{"$f":"IF(幹栓区間!AZ33=\"\",\"\",幹栓区間!AZ33)","v":""}]
[null,{"$f":"IF(幹栓区間!I34=\"\",\"\",幹栓区間!I34)","v":24},{"$f":"IF(幹栓区間!J34=\"\",\"\",幹栓区間!J34)","v":""},{"$f":"IF(幹栓区間!L34=\"\",\"\",幹栓区間!L34)","v":""},{"$f":"IF(OR(幹栓区間!$L34=\"\",幹栓区間!O34=\"\"),\"\",幹栓区間!O34)","v":""},{"$f":"IF(幹栓区間!AK34=\"\",\"\",幹栓区間!AK34)","v":""},{"$f":"IF(OR(幹栓区間!$L34=\"\",幹栓区間!P34=\"\"),\"\",幹栓区間!P34)","v":""},{"$f":"IF(幹栓区間!AL34=\"\",\"\",幹栓区間!AL34)","v":""},{"$f":"IF(OR(幹栓区間!$L34=\"\",幹栓区間!Q34=\"\"),\"\",幹栓区間!Q34)","v":""},{"$f":"IF(幹栓区間!AM34=\"\",\"\",幹栓区間!AM34)","v":""},{"$f":"IF(OR(幹栓区間!$L34=\"\",幹栓区間!R34=\"\"),\"\",幹栓区間!R34)","v":""},{"$f":"IF(幹栓区間!AN34=\"\",\"\",幹栓区間!AN34)","v":""},{"$f":"IF(OR(幹栓区間!$L34=\"\",幹栓区間!S34=\"\"),\"\",幹栓区間!S34)","v":""},{"$f":"IF(幹栓区間!AO34=\"\",\"\",幹栓区間!AO34)","v":""},{"$f":"IF(OR(幹栓区間!$L34=\"\",幹栓区間!T34=\"\"),\"\",幹栓区間!T34)","v":""},{"$f":"IF(幹栓区間!AP34=\"\",\"\",幹栓区間!AP34)","v":""},{"$f":"IF(OR(幹栓区間!$L34=\"\",幹栓区間!U34=\"\"),\"\",幹栓区間!U34)","v":""},{"$f":"IF(幹栓区間!AQ34=\"\",\"\",幹栓区間!AQ34)","v":""},{"$f":"IF(OR(幹栓区間!$L34=\"\",幹栓区間!V34=\"\"),\"\",幹栓区間!V34)","v":""},{"$f":"IF(幹栓区間!AR34=\"\",\"\",幹栓区間!AR34)","v":""},{"$f":"IF(OR(幹栓区間!$L34=\"\",幹栓区間!W34=\"\"),\"\",幹栓区間!W34)","v":""},{"$f":"IF(幹栓区間!AS34=\"\",\"\",幹栓区間!AS34)","v":""},{"$f":"IF(OR(幹栓区間!$L34=\"\",幹栓区間!X34=\"\"),\"\",幹栓区間!X34)","v":""},{"$f":"IF(幹栓区間!AT34=\"\",\"\",幹栓区間!AT34)","v":""},{"$f":"IF(OR(幹栓区間!$L34=\"\",幹栓区間!Y34=\"\"),\"\",幹栓区間!Y34)","v":""},{"$f":"IF(幹栓区間!AU34=\"\",\"\",幹栓区間!AU34)","v":""},{"$f":"IF(OR(幹栓区間!$L34=\"\",幹栓区間!Z34=\"\"),\"\",幹栓区間!Z34)","v":""},{"$f":"IF(幹栓区間!AV34=\"\",\"\",幹栓区間!AV34)","v":""},{"$f":"IF(OR(幹栓区間!$L34=\"\",幹栓区間!AA34=\"\"),\"\",幹栓区間!AA34)","v":""},{"$f":"IF(幹栓区間!AW34=\"\",\"\",幹栓区間!AW34)","v":""},{"$f":"IF(OR(幹栓区間!$L34=\"\",幹栓区間!AB34=\"\"),\"\",幹栓区間!AB34)","v":""},{"$f":"IF(幹栓区間!AX34=\"\",\"\",幹栓区間!AX34)","v":""},{"$f":"IF(OR(幹栓区間!$L34=\"\",幹栓区間!AC34=\"\"),\"\",幹栓区間!AC34)","v":""},{"$f":"IF(幹栓区間!AY34=\"\",\"\",幹栓区間!AY34)","v":""},{"$f":"IF(幹栓区間!AZ34=\"\",\"\",幹栓区間!AZ34)","v":""}]
[null,{"$f":"IF(幹栓区間!I35=\"\",\"\",幹栓区間!I35)","v":25},{"$f":"IF(幹栓区間!J35=\"\",\"\",幹栓区間!J35)","v":""},{"$f":"IF(幹栓区間!L35=\"\",\"\",幹栓区間!L35)","v":""},{"$f":"IF(OR(幹栓区間!$L35=\"\",幹栓区間!O35=\"\"),\"\",幹栓区間!O35)","v":""},{"$f":"IF(幹栓区間!AK35=\"\",\"\",幹栓区間!AK35)","v":""},{"$f":"IF(OR(幹栓区間!$L35=\"\",幹栓区間!P35=\"\"),\"\",幹栓区間!P35)","v":""},{"$f":"IF(幹栓区間!AL35=\"\",\"\",幹栓区間!AL35)","v":""},{"$f":"IF(OR(幹栓区間!$L35=\"\",幹栓区間!Q35=\"\"),\"\",幹栓区間!Q35)","v":""},{"$f":"IF(幹栓区間!AM35=\"\",\"\",幹栓区間!AM35)","v":""},{"$f":"IF(OR(幹栓区間!$L35=\"\",幹栓区間!R35=\"\"),\"\",幹栓区間!R35)","v":""},{"$f":"IF(幹栓区間!AN35=\"\",\"\",幹栓区間!AN35)","v":""},{"$f":"IF(OR(幹栓区間!$L35=\"\",幹栓区間!S35=\"\"),\"\",幹栓区間!S35)","v":""},{"$f":"IF(幹栓区間!AO35=\"\",\"\",幹栓区間!AO35)","v":""},{"$f":"IF(OR(幹栓区間!$L35=\"\",幹栓区間!T35=\"\"),\"\",幹栓区間!T35)","v":""},{"$f":"IF(幹栓区間!AP35=\"\",\"\",幹栓区間!AP35)","v":""},{"$f":"IF(OR(幹栓区間!$L35=\"\",幹栓区間!U35=\"\"),\"\",幹栓区間!U35)","v":""},{"$f":"IF(幹栓区間!AQ35=\"\",\"\",幹栓区間!AQ35)","v":""},{"$f":"IF(OR(幹栓区間!$L35=\"\",幹栓区間!V35=\"\"),\"\",幹栓区間!V35)","v":""},{"$f":"IF(幹栓区間!AR35=\"\",\"\",幹栓区間!AR35)","v":""},{"$f":"IF(OR(幹栓区間!$L35=\"\",幹栓区間!W35=\"\"),\"\",幹栓区間!W35)","v":""},{"$f":"IF(幹栓区間!AS35=\"\",\"\",幹栓区間!AS35)","v":""},{"$f":"IF(OR(幹栓区間!$L35=\"\",幹栓区間!X35=\"\"),\"\",幹栓区間!X35)","v":""},{"$f":"IF(幹栓区間!AT35=\"\",\"\",幹栓区間!AT35)","v":""},{"$f":"IF(OR(幹栓区間!$L35=\"\",幹栓区間!Y35=\"\"),\"\",幹栓区間!Y35)","v":""},{"$f":"IF(幹栓区間!AU35=\"\",\"\",幹栓区間!AU35)","v":""},{"$f":"IF(OR(幹栓区間!$L35=\"\",幹栓区間!Z35=\"\"),\"\",幹栓区間!Z35)","v":""},{"$f":"IF(幹栓区間!AV35=\"\",\"\",幹栓区間!AV35)","v":""},{"$f":"IF(OR(幹栓区間!$L35=\"\",幹栓区間!AA35=\"\"),\"\",幹栓区間!AA35)","v":""},{"$f":"IF(幹栓区間!AW35=\"\",\"\",幹栓区間!AW35)","v":""},{"$f":"IF(OR(幹栓区間!$L35=\"\",幹栓区間!AB35=\"\"),\"\",幹栓区間!AB35)","v":""},{"$f":"IF(幹栓区間!AX35=\"\",\"\",幹栓区間!AX35)","v":""},{"$f":"IF(OR(幹栓区間!$L35=\"\",幹栓区間!AC35=\"\"),\"\",幹栓区間!AC35)","v":""},{"$f":"IF(幹栓区間!AY35=\"\",\"\",幹栓区間!AY35)","v":""},{"$f":"IF(幹栓区間!AZ35=\"\",\"\",幹栓区間!AZ35)","v":""}]
[null,{"$f":"IF(幹栓区間!$I$10<26,\"合計\",\"小計\")","v":"合計"},null,null,{"$f":"IF(COUNT(E6:E30)=0,\"\",SUM(E6:E30))","v":2},2,1,26,1,0,1,13.5,1,0.3,1,13.5,2,0.6,1,9.5,4,6,1,0,0,0,0,0,"","","","","","",71.399999999999991]
[]
[null,"直管換算長計算書-幹栓 ( 2 / 2 )"]
[]
[null,"区関数","区間名","口径","直管換算長",null,null,null,null,null,null,null,null,null,null,null,null,null,null,null,null,null,null,null,null,null,null,null,null,null,null,null,null,null,"直管\n換算長\n合計"]
[null,null,null,null,{"$f":"IF(直管換算!C3=\"\",\"\",直管換算!C3)","v":"分水栓"},null,{"$f":"IF(直管換算!D3=\"\",\"\",直管換算!D3)","v":"量水器"},null,{"$f":"IF(直管換算!E3=\"\",\"\",直管換算!E3)","v":"水栓"},null,{"$f":"IF(直管換算!F3=\"\",\"\",直管換算!F3)","v":"ポール\nタップ\n定水位弁"},null,{"$f":"IF(直管換算!G3=\"\",\"\",直管換算!G3)","v":"ゲート\nバルブ"},null,{"$f":"IF(直管換算!H3=\"\",\"\",直管換算!H3)","v":"グローブ\nバルブ"},null,{"$f":"IF(直管換算!I3=\"\",\"\",直管換算!I3)","v":"ボール\n止水栓"},null,{"$f":"IF(直管換算!J3=\"\",\"\",直管換算!J3)","v":"逆止弁"},null,{"$f":"IF(直管換算!K3=\"\",\"\",直管換算!K3)","v":"曲半径小\n90度曲管"},null,{"$f":"IF(直管換算!L3=\"\",\"\",直管換算!L3)","v":"曲半径小\n45度曲管"},null,{"$f":"IF(直管換算!M3=\"\",\"\",直管換算!M3)","v":"曲半径大\n90度曲管"},null,{"$f":"IF(直管換算!N3=\"\",\"\",直管換算!N3)","v":"曲半径大\n45度曲管"},null,{"$f":"IF(直管換算!O3=\"\",\"\",直管換算!O3)","v":"架橋ポリ\nチーズ\nエルボ"},null,{"$f":"IF(直管換算!P3=\"\",\"\",直管換算!P3)","v":""},null,{"$f":"IF(直管換算!Q3=\"\",\"\",直管換算!Q3)","v":""}]
[null,null,null,null,"個","m","個","m","個","m","個","m","個","m","個","m","個","m","個","m","個","m","個","m","個","m","個","m","個","m","個","m","個","m","m"]
[null,null,"前区間小計",null,{"$f":"IF(E31=\"\",\"\",E31)","v":2},2,1,26,1,0,1,13.5,1,0.3,1,13.5,2,0.6,1,9.5,4,6,1,0,0,0,0,0,"","","","","","",71.399999999999991]
[null,{"$f":"IF(幹栓区間!I36=\"\",\"\",幹栓区間!I36)","v":26},{"$f":"IF(幹栓区間!J36=\"\",\"\",幹栓区間!J36)","v":""},{"$f":"IF(幹栓区間!L36=\"\",\"\",幹栓区間!L36)","v":""},{"$f":"IF(OR(幹栓区間!$L36=\"\",幹栓区間!O36=\"\"),\"\",幹栓区間!O36)","v":""},{"$f":"IF(幹栓区間!AK36=\"\",\"\",幹栓区間!AK36)","v":""},{"$f":"IF(OR(幹栓区間!$L36=\"\",幹栓区間!P36=\"\"),\"\",幹栓区間!P36)","v":""},{"$f":"IF(幹栓区間!AL36=\"\",\"\",幹栓区間!AL36)","v":""},{"$f":"IF(OR(幹栓区間!$L36=\"\",幹栓区間!Q36=\"\"),\"\",幹栓区間!Q36)","v":""},{"$f":"IF(幹栓区間!AM36=\"\",\"\",幹栓区間!AM36)","v":""},{"$f":"IF(OR(幹栓区間!$L36=\"\",幹栓区間!R36=\"\"),\"\",幹栓区間!R36)","v":""},{"$f":"IF(幹栓区間!AN36=\"\",\"\",幹栓区間!AN36)","v":""},{"$f":"IF(OR(幹栓区間!$L36=\"\",幹栓区間!S36=\"\"),\"\",幹栓区間!S36)","v":""},{"$f":"IF(幹栓区間!AO36=\"\",\"\",幹栓区間!AO36)","v":""},{"$f":"IF(OR(幹栓区間!$L36=\"\",幹栓区間!T36=\"\"),\"\",幹栓区間!T36)","v":""},{"$f":"IF(幹栓区間!AP36=\"\",\"\",幹栓区間!AP36)","v":""},{"$f":"IF(OR(幹栓区間!$L36=\"\",幹栓区間!U36=\"\"),\"\",幹栓区間!U36)","v":""},{"$f":"IF(幹栓区間!AQ36=\"\",\"\",幹栓区間!AQ36)","v":""},{"$f":"IF(OR(幹栓区間!$L36=\"\",幹栓区間!V36=\"\"),\"\",幹栓区間!V36)","v":""},{"$f":"IF(幹栓区間!AR36=\"\",\"\",幹栓区間!AR36)","v":""},{"$f":"IF(OR(幹栓区間!$L36=\"\",幹栓区間!W36=\"\"),\"\",幹栓区間!W36)","v":""},{"$f":"IF(幹栓区間!AS36=\"\",\"\",幹栓区間!AS36)","v":""},{"$f":"IF(OR(幹栓区間!$L36=\"\",幹栓区間!X36=\"\"),\"\",幹栓区間!X36)","v":""},{"$f":"IF(幹栓区間!AT36=\"\",\"\",幹栓区間!AT36)","v":""},{"$f":"IF(OR(幹栓区間!$L36=\"\",幹栓区間!Y36=\"\"),\"\",幹栓区間!Y36)","v":""},{"$f":"IF(幹栓区間!AU36=\"\",\"\",幹栓区間!AU36)","v":""},{"$f":"IF(OR(幹栓区間!$L36=\"\",幹栓区間!Z36=\"\"),\"\",幹栓区間!Z36)","v":""},{"$f":"IF(幹栓区間!AV36=\"\",\"\",幹栓区間!AV36)","v":""},{"$f":"IF(OR(幹栓区間!$L36=\"\",幹栓区間!AA36=\"\"),\"\",幹栓区間!AA36)","v":""},{"$f":"IF(幹栓区間!AW36=\"\",\"\",幹栓区間!AW36)","v":""},{"$f":"IF(OR(幹栓区間!$L36=\"\",幹栓区間!AB36=\"\"),\"\",幹栓区間!AB36)","v":""},{"$f":"IF(幹栓区間!AX36=\"\",\"\",幹栓区間!AX36)","v":""},{"$f":"IF(OR(幹栓区間!$L36=\"\",幹栓区間!AC36=\"\"),\"\",幹栓区間!AC36)","v":""},{"$f":"IF(幹栓区間!AY36=\"\",\"\",幹栓区間!AY36)","v":""},{"$f":"IF(幹栓区間!AZ36=\"\",\"\",幹栓区間!AZ36)","v":""}]
[null,{"$f":"IF(幹栓区間!I37=\"\",\"\",幹栓区間!I37)","v":27},{"$f":"IF(幹栓区間!J37=\"\",\"\",幹栓区間!J37)","v":""},{"$f":"IF(幹栓区間!L37=\"\",\"\",幹栓区間!L37)","v":""},{"$f":"IF(OR(幹栓区間!$L37=\"\",幹栓区間!O37=\"\"),\"\",幹栓区間!O37)","v":""},{"$f":"IF(幹栓区間!AK37=\"\",\"\",幹栓区間!AK37)","v":""},{"$f":"IF(OR(幹栓区間!$L37=\"\",幹栓区間!P37=\"\"),\"\",幹栓区間!P37)","v":""},{"$f":"IF(幹栓区間!AL37=\"\",\"\",幹栓区間!AL37)","v":""},{"$f":"IF(OR(幹栓区間!$L37=\"\",幹栓区間!Q37=\"\"),\"\",幹栓区間!Q37)","v":""},{"$f":"IF(幹栓区間!AM37=\"\",\"\",幹栓区間!AM37)","v":""},{"$f":"IF(OR(幹栓区間!$L37=\"\",幹栓区間!R37=\"\"),\"\",幹栓区間!R37)","v":""},{"$f":"IF(幹栓区間!AN37=\"\",\"\",幹栓区間!AN37)","v":""},{"$f":"IF(OR(幹栓区間!$L37=\"\",幹栓区間!S37=\"\"),\"\",幹栓区間!S37)","v":""},{"$f":"IF(幹栓区間!AO37=\"\",\"\",幹栓区間!AO37)","v":""},{"$f":"IF(OR(幹栓区間!$L37=\"\",幹栓区間!T37=\"\"),\"\",幹栓区間!T37)","v":""},{"$f":"IF(幹栓区間!AP37=\"\",\"\",幹栓区間!AP37)","v":""},{"$f":"IF(OR(幹栓区間!$L37=\"\",幹栓区間!U37=\"\"),\"\",幹栓区間!U37)","v":""},{"$f":"IF(幹栓区間!AQ37=\"\",\"\",幹栓区間!AQ37)","v":""},{"$f":"IF(OR(幹栓区間!$L37=\"\",幹栓区間!V37=\"\"),\"\",幹栓区間!V37)","v":""},{"$f":"IF(幹栓区間!AR37=\"\",\"\",幹栓区間!AR37)","v":""},{"$f":"IF(OR(幹栓区間!$L37=\"\",幹栓区間!W37=\"\"),\"\",幹栓区間!W37)","v":""},{"$f":"IF(幹栓区間!AS37=\"\",\"\",幹栓区間!AS37)","v":""},{"$f":"IF(OR(幹栓区間!$L37=\"\",幹栓区間!X37=\"\"),\"\",幹栓区間!X37)","v":""},{"$f":"IF(幹栓区間!AT37=\"\",\"\",幹栓区間!AT37)","v":""},{"$f":"IF(OR(幹栓区間!$L37=\"\",幹栓区間!Y37=\"\"),\"\",幹栓区間!Y37)","v":""},{"$f":"IF(幹栓区間!AU37=\"\",\"\",幹栓区間!AU37)","v":""},{"$f":"IF(OR(幹栓区間!$L37=\"\",幹栓区間!Z37=\"\"),\"\",幹栓区間!Z37)","v":""},{"$f":"IF(幹栓区間!AV37=\"\",\"\",幹栓区間!AV37)","v":""},{"$f":"IF(OR(幹栓区間!$L37=\"\",幹栓区間!AA37=\"\"),\"\",幹栓区間!AA37)","v":""},{"$f":"IF(幹栓区間!AW37=\"\",\"\",幹栓区間!AW37)","v":""},{"$f":"IF(OR(幹栓区間!$L37=\"\",幹栓区間!AB37=\"\"),\"\",幹栓区間!AB37)","v":""},{"$f":"IF(幹栓区間!AX37=\"\",\"\",幹栓区間!AX37)","v":""},{"$f":"IF(OR(幹栓区間!$L37=\"\",幹栓区間!AC37=\"\"),\"\",幹栓区間!AC37)","v":""},{"$f":"IF(幹栓区間!AY37=\"\",\"\",幹栓区間!AY37)","v":""},{"$f":"IF(幹栓区間!AZ37=\"\",\"\",幹栓区間!AZ37)","v":""}]
[null,{"$f":"IF(幹栓区間!I38=\"\",\"\",幹栓区間!I38)","v":28},{"$f":"IF(幹栓区間!J38=\"\",\"\",幹栓区間!J38)","v":""},{"$f":"IF(幹栓区間!L38=\"\",\"\",幹栓区間!L38)","v":""},{"$f":"IF(OR(幹栓区間!$L38=\"\",幹栓区間!O38=\"\"),\"\",幹栓区間!O38)","v":""},{"$f":"IF(幹栓区間!AK38=\"\",\"\",幹栓区間!AK38)","v":""},{"$f":"IF(OR(幹栓区間!$L38=\"\",幹栓区間!P38=\"\"),\"\",幹栓区間!P38)","v":""},{"$f":"IF(幹栓区間!AL38=\"\",\"\",幹栓区間!AL38)","v":""},{"$f":"IF(OR(幹栓区間!$L38=\"\",幹栓区間!Q38=\"\"),\"\",幹栓区間!Q38)","v":""},{"$f":"IF(幹栓区間!AM38=\"\",\"\",幹栓区間!AM38)","v":""},{"$f":"IF(OR(幹栓区間!$L38=\"\",幹栓区間!R38=\"\"),\"\",幹栓区間!R38)","v":""},{"$f":"IF(幹栓区間!AN38=\"\",\"\",幹栓区間!AN38)","v":""},{"$f":"IF(OR(幹栓区間!$L38=\"\",幹栓区間!S38=\"\"),\"\",幹栓区間!S38)","v":""},{"$f":"IF(幹栓区間!AO38=\"\",\"\",幹栓区間!AO38)","v":""},{"$f":"IF(OR(幹栓区間!$L38=\"\",幹栓区間!T38=\"\"),\"\",幹栓区間!T38)","v":""},{"$f":"IF(幹栓区間!AP38=\"\",\"\",幹栓区間!AP38)","v":""},{"$f":"IF(OR(幹栓区間!$L38=\"\",幹栓区間!U38=\"\"),\"\",幹栓区間!U38)","v":""},{"$f":"IF(幹栓区間!AQ38=\"\",\"\",幹栓区間!AQ38)","v":""},{"$f":"IF(OR(幹栓区間!$L38=\"\",幹栓区間!V38=\"\"),\"\",幹栓区間!V38)","v":""},{"$f":"IF(幹栓区間!AR38=\"\",\"\",幹栓区間!AR38)","v":""},{"$f":"IF(OR(幹栓区間!$L38=\"\",幹栓区間!W38=\"\"),\"\",幹栓区間!W38)","v":""},{"$f":"IF(幹栓区間!AS38=\"\",\"\",幹栓区間!AS38)","v":""},{"$f":"IF(OR(幹栓区間!$L38=\"\",幹栓区間!X38=\"\"),\"\",幹栓区間!X38)","v":""},{"$f":"IF(幹栓区間!AT38=\"\",\"\",幹栓区間!AT38)","v":""},{"$f":"IF(OR(幹栓区間!$L38=\"\",幹栓区間!Y38=\"\"),\"\",幹栓区間!Y38)","v":""},{"$f":"IF(幹栓区間!AU38=\"\",\"\",幹栓区間!AU38)","v":""},{"$f":"IF(OR(幹栓区間!$L38=\"\",幹栓区間!Z38=\"\"),\"\",幹栓区間!Z38)","v":""},{"$f":"IF(幹栓区間!AV38=\"\",\"\",幹栓区間!AV38)","v":""},{"$f":"IF(OR(幹栓区間!$L38=\"\",幹栓区間!AA38=\"\"),\"\",幹栓区間!AA38)","v":""},{"$f":"IF(幹栓区間!AW38=\"\",\"\",幹栓区間!AW38)","v":""},{"$f":"IF(OR(幹栓区間!$L38=\"\",幹栓区間!AB38=\"\"),\"\",幹栓区間!AB38)","v":""},{"$f":"IF(幹栓区間!AX38=\"\",\"\",幹栓区間!AX38)","v":""},{"$f":"IF(OR(幹栓区間!$L38=\"\",幹栓区間!AC38=\"\"),\"\",幹栓区間!AC38)","v":""},{"$f":"IF(幹栓区間!AY38=\"\",\"\",幹栓区間!AY38)","v":""},{"$f":"IF(幹栓区間!AZ38=\"\",\"\",幹栓区間!AZ38)","v":""}]
[null,{"$f":"IF(幹栓区間!I39=\"\",\"\",幹栓区間!I39)","v":29},{"$f":"IF(幹栓区間!J39=\"\",\"\",幹栓区間!J39)","v":""},{"$f":"IF(幹栓区間!L39=\"\",\"\",幹栓区間!L39)","v":""},{"$f":"IF(OR(幹栓区間!$L39=\"\",幹栓区間!O39=\"\"),\"\",幹栓区間!O39)","v":""},{"$f":"IF(幹栓区間!AK39=\"\",\"\",幹栓区間!AK39)","v":""},{"$f":"IF(OR(幹栓区間!$L39=\"\",幹栓区間!P39=\"\"),\"\",幹栓区間!P39)","v":""},{"$f":"IF(幹栓区間!AL39=\"\",\"\",幹栓区間!AL39)","v":""},{"$f":"IF(OR(幹栓区間!$L39=\"\",幹栓区間!Q39=\"\"),\"\",幹栓区間!Q39)","v":""},{"$f":"IF(幹栓区間!AM39=\"\",\"\",幹栓区間!AM39)","v":""},{"$f":"IF(OR(幹栓区間!$L39=\"\",幹栓区間!R39=\"\"),\"\",幹栓区間!R39)","v":""},{"$f":"IF(幹栓区間!AN39=\"\",\"\",幹栓区間!AN39)","v":""},{"$f":"IF(OR(幹栓区間!$L39=\"\",幹栓区間!S39=\"\"),\"\",幹栓区間!S39)","v":""},{"$f":"IF(幹栓区間!AO39=\"\",\"\",幹栓区間!AO39)","v":""},{"$f":"IF(OR(幹栓区間!$L39=\"\",幹栓区間!T39=\"\"),\"\",幹栓区間!T39)","v":""},{"$f":"IF(幹栓区間!AP39=\"\",\"\",幹栓区間!AP39)","v":""},{"$f":"IF(OR(幹栓区間!$L39=\"\",幹栓区間!U39=\"\"),\"\",幹栓区間!U39)","v":""},{"$f":"IF(幹栓区間!AQ39=\"\",\"\",幹栓区間!AQ39)","v":""},{"$f":"IF(OR(幹栓区間!$L39=\"\",幹栓区間!V39=\"\"),\"\",幹栓区間!V39)","v":""},{"$f":"IF(幹栓区間!AR39=\"\",\"\",幹栓区間!AR39)","v":""},{"$f":"IF(OR(幹栓区間!$L39=\"\",幹栓区間!W39=\"\"),\"\",幹栓区間!W39)","v":""},{"$f":"IF(幹栓区間!AS39=\"\",\"\",幹栓区間!AS39)","v":""},{"$f":"IF(OR(幹栓区間!$L39=\"\",幹栓区間!X39=\"\"),\"\",幹栓区間!X39)","v":""},{"$f":"IF(幹栓区間!AT39=\"\",\"\",幹栓区間!AT39)","v":""},{"$f":"IF(OR(幹栓区間!$L39=\"\",幹栓区間!Y39=\"\"),\"\",幹栓区間!Y39)","v":""},{"$f":"IF(幹栓区間!AU39=\"\",\"\",幹栓区間!AU39)","v":""},{"$f":"IF(OR(幹栓区間!$L39=\"\",幹栓区間!Z39=\"\"),\"\",幹栓区間!Z39)","v":""},{"$f":"IF(幹栓区間!AV39=\"\",\"\",幹栓区間!AV39)","v":""},{"$f":"IF(OR(幹栓区間!$L39=\"\",幹栓区間!AA39=\"\"),\"\",幹栓区間!AA39)","v":""},{"$f":"IF(幹栓区間!AW39=\"\",\"\",幹栓区間!AW39)","v":""},{"$f":"IF(OR(幹栓区間!$L39=\"\",幹栓区間!AB39=\"\"),\"\",幹栓区間!AB39)","v":""},{"$f":"IF(幹栓区間!AX39=\"\",\"\",幹栓区間!AX39)","v":""},{"$f":"IF(OR(幹栓区間!$L39=\"\",幹栓区間!AC39=\"\"),\"\",幹栓区間!AC39)","v":""},{"$f":"IF(幹栓区間!AY39=\"\",\"\",幹栓区間!AY39)","v":""},{"$f":"IF(幹栓区間!AZ39=\"\",\"\",幹栓区間!AZ39)","v":""}]
[null,{"$f":"IF(幹栓区間!I40=\"\",\"\",幹栓区間!I40)","v":30},{"$f":"IF(幹栓区間!J40=\"\",\"\",幹栓区間!J40)","v":""},{"$f":"IF(幹栓区間!L40=\"\",\"\",幹栓区間!L40)","v":""},{"$f":"IF(OR(幹栓区間!$L40=\"\",幹栓区間!O40=\"\"),\"\",幹栓区間!O40)","v":""},{"$f":"IF(幹栓区間!AK40=\"\",\"\",幹栓区間!AK40)","v":""},{"$f":"IF(OR(幹栓区間!$L40=\"\",幹栓区間!P40=\"\"),\"\",幹栓区間!P40)","v":""},{"$f":"IF(幹栓区間!AL40=\"\",\"\",幹栓区間!AL40)","v":""},{"$f":"IF(OR(幹栓区間!$L40=\"\",幹栓区間!Q40=\"\"),\"\",幹栓区間!Q40)","v":""},{"$f":"IF(幹栓区間!AM40=\"\",\"\",幹栓区間!AM40)","v":""},{"$f":"IF(OR(幹栓区間!$L40=\"\",幹栓区間!R40=\"\"),\"\",幹栓区間!R40)","v":""},{"$f":"IF(幹栓区間!AN40=\"\",\"\",幹栓区間!AN40)","v":""},{"$f":"IF(OR(幹栓区間!$L40=\"\",幹栓区間!S40=\"\"),\"\",幹栓区間!S40)","v":""},{"$f":"IF(幹栓区間!AO40=\"\",\"\",幹栓区間!AO40)","v":""},{"$f":"IF(OR(幹栓区間!$L40=\"\",幹栓区間!T40=\"\"),\"\",幹栓区間!T40)","v":""},{"$f":"IF(幹栓区間!AP40=\"\",\"\",幹栓区間!AP40)","v":""},{"$f":"IF(OR(幹栓区間!$L40=\"\",幹栓区間!U40=\"\"),\"\",幹栓区間!U40)","v":""},{"$f":"IF(幹栓区間!AQ40=\"\",\"\",幹栓区間!AQ40)","v":""},{"$f":"IF(OR(幹栓区間!$L40=\"\",幹栓区間!V40=\"\"),\"\",幹栓区間!V40)","v":""},{"$f":"IF(幹栓区間!AR40=\"\",\"\",幹栓区間!AR40)","v":""},{"$f":"IF(OR(幹栓区間!$L40=\"\",幹栓区間!W40=\"\"),\"\",幹栓区間!W40)","v":""},{"$f":"IF(幹栓区間!AS40=\"\",\"\",幹栓区間!AS40)","v":""},{"$f":"IF(OR(幹栓区間!$L40=\"\",幹栓区間!X40=\"\"),\"\",幹栓区間!X40)","v":""},{"$f":"IF(幹栓区間!AT40=\"\",\"\",幹栓区間!AT40)","v":""},{"$f":"IF(OR(幹栓区間!$L40=\"\",幹栓区間!Y40=\"\"),\"\",幹栓区間!Y40)","v":""},{"$f":"IF(幹栓区間!AU40=\"\",\"\",幹栓区間!AU40)","v":""},{"$f":"IF(OR(幹栓区間!$L40=\"\",幹栓区間!Z40=\"\"),\"\",幹栓区間!Z40)","v":""},{"$f":"IF(幹栓区間!AV40=\"\",\"\",幹栓区間!AV40)","v":""},{"$f":"IF(OR(幹栓区間!$L40=\"\",幹栓区間!AA40=\"\"),\"\",幹栓区間!AA40)","v":""},{"$f":"IF(幹栓区間!AW40=\"\",\"\",幹栓区間!AW40)","v":""},{"$f":"IF(OR(幹栓区間!$L40=\"\",幹栓区間!AB40=\"\"),\"\",幹栓区間!AB40)","v":""},{"$f":"IF(幹栓区間!AX40=\"\",\"\",幹栓区間!AX40)","v":""},{"$f":"IF(OR(幹栓区間!$L40=\"\",幹栓区間!AC40=\"\"),\"\",幹栓区間!AC40)","v":""},{"$f":"IF(幹栓区間!AY40=\"\",\"\",幹栓区間!AY40)","v":""},{"$f":"IF(幹栓区間!AZ40=\"\",\"\",幹栓区間!AZ40)","v":""}]
[null,{"$f":"IF(幹栓区間!I41=\"\",\"\",幹栓区間!I41)","v":31},{"$f":"IF(幹栓区間!J41=\"\",\"\",幹栓区間!J41)","v":""},{"$f":"IF(幹栓区間!L41=\"\",\"\",幹栓区間!L41)","v":""},{"$f":"IF(OR(幹栓区間!$L41=\"\",幹栓区間!O41=\"\"),\"\",幹栓区間!O41)","v":""},{"$f":"IF(幹栓区間!AK41=\"\",\"\",幹栓区間!AK41)","v":""},{"$f":"IF(OR(幹栓区間!$L41=\"\",幹栓区間!P41=\"\"),\"\",幹栓区間!P41)","v":""},{"$f":"IF(幹栓区間!AL41=\"\",\"\",幹栓区間!AL41)","v":""},{"$f":"IF(OR(幹栓区間!$L41=\"\",幹栓区間!Q41=\"\"),\"\",幹栓区間!Q41)","v":""},{"$f":"IF(幹栓区間!AM41=\"\",\"\",幹栓区間!AM41)","v":""},{"$f":"IF(OR(幹栓区間!$L41=\"\",幹栓区間!R41=\"\"),\"\",幹栓区間!R41)","v":""},{"$f":"IF(幹栓区間!AN41=\"\",\"\",幹栓区間!AN41)","v":""},{"$f":"IF(OR(幹栓区間!$L41=\"\",幹栓区間!S41=\"\"),\"\",幹栓区間!S41)","v":""},{"$f":"IF(幹栓区間!AO41=\"\",\"\",幹栓区間!AO41)","v":""},{"$f":"IF(OR(幹栓区間!$L41=\"\",幹栓区間!T41=\"\"),\"\",幹栓区間!T41)","v":""},{"$f":"IF(幹栓区間!AP41=\"\",\"\",幹栓区間!AP41)","v":""},{"$f":"IF(OR(幹栓区間!$L41=\"\",幹栓区間!U41=\"\"),\"\",幹栓区間!U41)","v":""},{"$f":"IF(幹栓区間!AQ41=\"\",\"\",幹栓区間!AQ41)","v":""},{"$f":"IF(OR(幹栓区間!$L41=\"\",幹栓区間!V41=\"\"),\"\",幹栓区間!V41)","v":""},{"$f":"IF(幹栓区間!AR41=\"\",\"\",幹栓区間!AR41)","v":""},{"$f":"IF(OR(幹栓区間!$L41=\"\",幹栓区間!W41=\"\"),\"\",幹栓区間!W41)","v":""},{"$f":"IF(幹栓区間!AS41=\"\",\"\",幹栓区間!AS41)","v":""},{"$f":"IF(OR(幹栓区間!$L41=\"\",幹栓区間!X41=\"\"),\"\",幹栓区間!X41)","v":""},{"$f":"IF(幹栓区間!AT41=\"\",\"\",幹栓区間!AT41)","v":""},{"$f":"IF(OR(幹栓区間!$L41=\"\",幹栓区間!Y41=\"\"),\"\",幹栓区間!Y41)","v":""},{"$f":"IF(幹栓区間!AU41=\"\",\"\",幹栓区間!AU41)","v":""},{"$f":"IF(OR(幹栓区間!$L41=\"\",幹栓区間!Z41=\"\"),\"\",幹栓区間!Z41)","v":""},{"$f":"IF(幹栓区間!AV41=\"\",\"\",幹栓区間!AV41)","v":""},{"$f":"IF(OR(幹栓区間!$L41=\"\",幹栓区間!AA41=\"\"),\"\",幹栓区間!AA41)","v":""},{"$f":"IF(幹栓区間!AW41=\"\",\"\",幹栓区間!AW41)","v":""},{"$f":"IF(OR(幹栓区間!$L41=\"\",幹栓区間!AB41=\"\"),\"\",幹栓区間!AB41)","v":""},{"$f":"IF(幹栓区間!AX41=\"\",\"\",幹栓区間!AX41)","v":""},{"$f":"IF(OR(幹栓区間!$L41=\"\",幹栓区間!AC41=\"\"),\"\",幹栓区間!AC41)","v":""},{"$f":"IF(幹栓区間!AY41=\"\",\"\",幹栓区間!AY41)","v":""},{"$f":"IF(幹栓区間!AZ41=\"\",\"\",幹栓区間!AZ41)","v":""}]
[null,{"$f":"IF(幹栓区間!I42=\"\",\"\",幹栓区間!I42)","v":32},{"$f":"IF(幹栓区間!J42=\"\",\"\",幹栓区間!J42)","v":""},{"$f":"IF(幹栓区間!L42=\"\",\"\",幹栓区間!L42)","v":""},{"$f":"IF(OR(幹栓区間!$L42=\"\",幹栓区間!O42=\"\"),\"\",幹栓区間!O42)","v":""},{"$f":"IF(幹栓区間!AK42=\"\",\"\",幹栓区間!AK42)","v":""},{"$f":"IF(OR(幹栓区間!$L42=\"\",幹栓区間!P42=\"\"),\"\",幹栓区間!P42)","v":""},{"$f":"IF(幹栓区間!AL42=\"\",\"\",幹栓区間!AL42)","v":""},{"$f":"IF(OR(幹栓区間!$L42=\"\",幹栓区間!Q42=\"\"),\"\",幹栓区間!Q42)","v":""},{"$f":"IF(幹栓区間!AM42=\"\",\"\",幹栓区間!AM42)","v":""},{"$f":"IF(OR(幹栓区間!$L42=\"\",幹栓区間!R42=\"\"),\"\",幹栓区間!R42)","v":""},{"$f":"IF(幹栓区間!AN42=\"\",\"\",幹栓区間!AN42)","v":""},{"$f":"IF(OR(幹栓区間!$L42=\"\",幹栓区間!S42=\"\"),\"\",幹栓区間!S42)","v":""},{"$f":"IF(幹栓区間!AO42=\"\",\"\",幹栓区間!AO42)","v":""},{"$f":"IF(OR(幹栓区間!$L42=\"\",幹栓区間!T42=\"\"),\"\",幹栓区間!T42)","v":""},{"$f":"IF(幹栓区間!AP42=\"\",\"\",幹栓区間!AP42)","v":""},{"$f":"IF(OR(幹栓区間!$L42=\"\",幹栓区間!U42=\"\"),\"\",幹栓区間!U42)","v":""},{"$f":"IF(幹栓区間!AQ42=\"\",\"\",幹栓区間!AQ42)","v":""},{"$f":"IF(OR(幹栓区間!$L42=\"\",幹栓区間!V42=\"\"),\"\",幹栓区間!V42)","v":""},{"$f":"IF(幹栓区間!AR42=\"\",\"\",幹栓区間!AR42)","v":""},{"$f":"IF(OR(幹栓区間!$L42=\"\",幹栓区間!W42=\"\"),\"\",幹栓区間!W42)","v":""},{"$f":"IF(幹栓区間!AS42=\"\",\"\",幹栓区間!AS42)","v":""},{"$f":"IF(OR(幹栓区間!$L42=\"\",幹栓区間!X42=\"\"),\"\",幹栓区間!X42)","v":""},{"$f":"IF(幹栓区間!AT42=\"\",\"\",幹栓区間!AT42)","v":""},{"$f":"IF(OR(幹栓区間!$L42=\"\",幹栓区間!Y42=\"\"),\"\",幹栓区間!Y42)","v":""},{"$f":"IF(幹栓区間!AU42=\"\",\"\",幹栓区間!AU42)","v":""},{"$f":"IF(OR(幹栓区間!$L42=\"\",幹栓区間!Z42=\"\"),\"\",幹栓区間!Z42)","v":""},{"$f":"IF(幹栓区間!AV42=\"\",\"\",幹栓区間!AV42)","v":""},{"$f":"IF(OR(幹栓区間!$L42=\"\",幹栓区間!AA42=\"\"),\"\",幹栓区間!AA42)","v":""},{"$f":"IF(幹栓区間!AW42=\"\",\"\",幹栓区間!AW42)","v":""},{"$f":"IF(OR(幹栓区間!$L42=\"\",幹栓区間!AB42=\"\"),\"\",幹栓区間!AB42)","v":""},{"$f":"IF(幹栓区間!AX42=\"\",\"\",幹栓区間!AX42)","v":""},{"$f":"IF(OR(幹栓区間!$L42=\"\",幹栓区間!AC42=\"\"),\"\",幹栓区間!AC42)","v":""},{"$f":"IF(幹栓区間!AY42=\"\",\"\",幹栓区間!AY42)","v":""},{"$f":"IF(幹栓区間!AZ42=\"\",\"\",幹栓区間!AZ42)","v":""}]
[null,{"$f":"IF(幹栓区間!I43=\"\",\"\",幹栓区間!I43)","v":33},{"$f":"IF(幹栓区間!J43=\"\",\"\",幹栓区間!J43)","v":""},{"$f":"IF(幹栓区間!L43=\"\",\"\",幹栓区間!L43)","v":""},{"$f":"IF(OR(幹栓区間!$L43=\"\",幹栓区間!O43=\"\"),\"\",幹栓区間!O43)","v":""},{"$f":"IF(幹栓区間!AK43=\"\",\"\",幹栓区間!AK43)","v":""},{"$f":"IF(OR(幹栓区間!$L43=\"\",幹栓区間!P43=\"\"),\"\",幹栓区間!P43)","v":""},{"$f":"IF(幹栓区間!AL43=\"\",\"\",幹栓区間!AL43)","v":""},{"$f":"IF(OR(幹栓区間!$L43=\"\",幹栓区間!Q43=\"\"),\"\",幹栓区間!Q43)","v":""},{"$f":"IF(幹栓区間!AM43=\"\",\"\",幹栓区間!AM43)","v":""},{"$f":"IF(OR(幹栓区間!$L43=\"\",幹栓区間!R43=\"\"),\"\",幹栓区間!R43)","v":""},{"$f":"IF(幹栓区間!AN43=\"\",\"\",幹栓区間!AN43)","v":""},{"$f":"IF(OR(幹栓区間!$L43=\"\",幹栓区間!S43=\"\"),\"\",幹栓区間!S43)","v":""},{"$f":"IF(幹栓区間!AO43=\"\",\"\",幹栓区間!AO43)","v":""},{"$f":"IF(OR(幹栓区間!$L43=\"\",幹栓区間!T43=\"\"),\"\",幹栓区間!T43)","v":""},{"$f":"IF(幹栓区間!AP43=\"\",\"\",幹栓区間!AP43)","v":""},{"$f":"IF(OR(幹栓区間!$L43=\"\",幹栓区間!U43=\"\"),\"\",幹栓区間!U43)","v":""},{"$f":"IF(幹栓区間!AQ43=\"\",\"\",幹栓区間!AQ43)","v":""},{"$f":"IF(OR(幹栓区間!$L43=\"\",幹栓区間!V43=\"\"),\"\",幹栓区間!V43)","v":""},{"$f":"IF(幹栓区間!AR43=\"\",\"\",幹栓区間!AR43)","v":""},{"$f":"IF(OR(幹栓区間!$L43=\"\",幹栓区間!W43=\"\"),\"\",幹栓区間!W43)","v":""},{"$f":"IF(幹栓区間!AS43=\"\",\"\",幹栓区間!AS43)","v":""},{"$f":"IF(OR(幹栓区間!$L43=\"\",幹栓区間!X43=\"\"),\"\",幹栓区間!X43)","v":""},{"$f":"IF(幹栓区間!AT43=\"\",\"\",幹栓区間!AT43)","v":""},{"$f":"IF(OR(幹栓区間!$L43=\"\",幹栓区間!Y43=\"\"),\"\",幹栓区間!Y43)","v":""},{"$f":"IF(幹栓区間!AU43=\"\",\"\",幹栓区間!AU43)","v":""},{"$f":"IF(OR(幹栓区間!$L43=\"\",幹栓区間!Z43=\"\"),\"\",幹栓区間!Z43)","v":""},{"$f":"IF(幹栓区間!AV43=\"\",\"\",幹栓区間!AV43)","v":""},{"$f":"IF(OR(幹栓区間!$L43=\"\",幹栓区間!AA43=\"\"),\"\",幹栓区間!AA43)","v":""},{"$f":"IF(幹栓区間!AW43=\"\",\"\",幹栓区間!AW43)","v":""},{"$f":"IF(OR(幹栓区間!$L43=\"\",幹栓区間!AB43=\"\"),\"\",幹栓区間!AB43)","v":""},{"$f":"IF(幹栓区間!AX43=\"\",\"\",幹栓区間!AX43)","v":""},{"$f":"IF(OR(幹栓区間!$L43=\"\",幹栓区間!AC43=\"\"),\"\",幹栓区間!AC43)","v":""},{"$f":"IF(幹栓区間!AY43=\"\",\"\",幹栓区間!AY43)","v":""},{"$f":"IF(幹栓区間!AZ43=\"\",\"\",幹栓区間!AZ43)","v":""}]
[null,{"$f":"IF(幹栓区間!I44=\"\",\"\",幹栓区間!I44)","v":34},{"$f":"IF(幹栓区間!J44=\"\",\"\",幹栓区間!J44)","v":""},{"$f":"IF(幹栓区間!L44=\"\",\"\",幹栓区間!L44)","v":""},{"$f":"IF(OR(幹栓区間!$L44=\"\",幹栓区間!O44=\"\"),\"\",幹栓区間!O44)","v":""},{"$f":"IF(幹栓区間!AK44=\"\",\"\",幹栓区間!AK44)","v":""},{"$f":"IF(OR(幹栓区間!$L44=\"\",幹栓区間!P44=\"\"),\"\",幹栓区間!P44)","v":""},{"$f":"IF(幹栓区間!AL44=\"\",\"\",幹栓区間!AL44)","v":""},{"$f":"IF(OR(幹栓区間!$L44=\"\",幹栓区間!Q44=\"\"),\"\",幹栓区間!Q44)","v":""},{"$f":"IF(幹栓区間!AM44=\"\",\"\",幹栓区間!AM44)","v":""},{"$f":"IF(OR(幹栓区間!$L44=\"\",幹栓区間!R44=\"\"),\"\",幹栓区間!R44)","v":""},{"$f":"IF(幹栓区間!AN44=\"\",\"\",幹栓区間!AN44)","v":""},{"$f":"IF(OR(幹栓区間!$L44=\"\",幹栓区間!S44=\"\"),\"\",幹栓区間!S44)","v":""},{"$f":"IF(幹栓区間!AO44=\"\",\"\",幹栓区間!AO44)","v":""},{"$f":"IF(OR(幹栓区間!$L44=\"\",幹栓区間!T44=\"\"),\"\",幹栓区間!T44)","v":""},{"$f":"IF(幹栓区間!AP44=\"\",\"\",幹栓区間!AP44)","v":""},{"$f":"IF(OR(幹栓区間!$L44=\"\",幹栓区間!U44=\"\"),\"\",幹栓区間!U44)","v":""},{"$f":"IF(幹栓区間!AQ44=\"\",\"\",幹栓区間!AQ44)","v":""},{"$f":"IF(OR(幹栓区間!$L44=\"\",幹栓区間!V44=\"\"),\"\",幹栓区間!V44)","v":""},{"$f":"IF(幹栓区間!AR44=\"\",\"\",幹栓区間!AR44)","v":""},{"$f":"IF(OR(幹栓区間!$L44=\"\",幹栓区間!W44=\"\"),\"\",幹栓区間!W44)","v":""},{"$f":"IF(幹栓区間!AS44=\"\",\"\",幹栓区間!AS44)","v":""},{"$f":"IF(OR(幹栓区間!$L44=\"\",幹栓区間!X44=\"\"),\"\",幹栓区間!X44)","v":""},{"$f":"IF(幹栓区間!AT44=\"\",\"\",幹栓区間!AT44)","v":""},{"$f":"IF(OR(幹栓区間!$L44=\"\",幹栓区間!Y44=\"\"),\"\",幹栓区間!Y44)","v":""},{"$f":"IF(幹栓区間!AU44=\"\",\"\",幹栓区間!AU44)","v":""},{"$f":"IF(OR(幹栓区間!$L44=\"\",幹栓区間!Z44=\"\"),\"\",幹栓区間!Z44)","v":""},{"$f":"IF(幹栓区間!AV44=\"\",\"\",幹栓区間!AV44)","v":""},{"$f":"IF(OR(幹栓区間!$L44=\"\",幹栓区間!AA44=\"\"),\"\",幹栓区間!AA44)","v":""},{"$f":"IF(幹栓区間!AW44=\"\",\"\",幹栓区間!AW44)","v":""},{"$f":"IF(OR(幹栓区間!$L44=\"\",幹栓区間!AB44=\"\"),\"\",幹栓区間!AB44)","v":""},{"$f":"IF(幹栓区間!AX44=\"\",\"\",幹栓区間!AX44)","v":""},{"$f":"IF(OR(幹栓区間!$L44=\"\",幹栓区間!AC44=\"\"),\"\",幹栓区間!AC44)","v":""},{"$f":"IF(幹栓区間!AY44=\"\",\"\",幹栓区間!AY44)","v":""},{"$f":"IF(幹栓区間!AZ44=\"\",\"\",幹栓区間!AZ44)","v":""}]
[null,{"$f":"IF(幹栓区間!I45=\"\",\"\",幹栓区間!I45)","v":35},{"$f":"IF(幹栓区間!J45=\"\",\"\",幹栓区間!J45)","v":""},{"$f":"IF(幹栓区間!L45=\"\",\"\",幹栓区間!L45)","v":""},{"$f":"IF(OR(幹栓区間!$L45=\"\",幹栓区間!O45=\"\"),\"\",幹栓区間!O45)","v":""},{"$f":"IF(幹栓区間!AK45=\"\",\"\",幹栓区間!AK45)","v":""},{"$f":"IF(OR(幹栓区間!$L45=\"\",幹栓区間!P45=\"\"),\"\",幹栓区間!P45)","v":""},{"$f":"IF(幹栓区間!AL45=\"\",\"\",幹栓区間!AL45)","v":""},{"$f":"IF(OR(幹栓区間!$L45=\"\",幹栓区間!Q45=\"\"),\"\",幹栓区間!Q45)","v":""},{"$f":"IF(幹栓区間!AM45=\"\",\"\",幹栓区間!AM45)","v":""},{"$f":"IF(OR(幹栓区間!$L45=\"\",幹栓区間!R45=\"\"),\"\",幹栓区間!R45)","v":""},{"$f":"IF(幹栓区間!AN45=\"\",\"\",幹栓区間!AN45)","v":""},{"$f":"IF(OR(幹栓区間!$L45=\"\",幹栓区間!S45=\"\"),\"\",幹栓区間!S45)","v":""},{"$f":"IF(幹栓区間!AO45=\"\",\"\",幹栓区間!AO45)","v":""},{"$f":"IF(OR(幹栓区間!$L45=\"\",幹栓区間!T45=\"\"),\"\",幹栓区間!T45)","v":""},{"$f":"IF(幹栓区間!AP45=\"\",\"\",幹栓区間!AP45)","v":""},{"$f":"IF(OR(幹栓区間!$L45=\"\",幹栓区間!U45=\"\"),\"\",幹栓区間!U45)","v":""},{"$f":"IF(幹栓区間!AQ45=\"\",\"\",幹栓区間!AQ45)","v":""},{"$f":"IF(OR(幹栓区間!$L45=\"\",幹栓区間!V45=\"\"),\"\",幹栓区間!V45)","v":""},{"$f":"IF(幹栓区間!AR45=\"\",\"\",幹栓区間!AR45)","v":""},{"$f":"IF(OR(幹栓区間!$L45=\"\",幹栓区間!W45=\"\"),\"\",幹栓区間!W45)","v":""},{"$f":"IF(幹栓区間!AS45=\"\",\"\",幹栓区間!AS45)","v":""},{"$f":"IF(OR(幹栓区間!$L45=\"\",幹栓区間!X45=\"\"),\"\",幹栓区間!X45)","v":""},{"$f":"IF(幹栓区間!AT45=\"\",\"\",幹栓区間!AT45)","v":""},{"$f":"IF(OR(幹栓区間!$L45=\"\",幹栓区間!Y45=\"\"),\"\",幹栓区間!Y45)","v":""},{"$f":"IF(幹栓区間!AU45=\"\",\"\",幹栓区間!AU45)","v":""},{"$f":"IF(OR(幹栓区間!$L45=\"\",幹栓区間!Z45=\"\"),\"\",幹栓区間!Z45)","v":""},{"$f":"IF(幹栓区間!AV45=\"\",\"\",幹栓区間!AV45)","v":""},{"$f":"IF(OR(幹栓区間!$L45=\"\",幹栓区間!AA45=\"\"),\"\",幹栓区間!AA45)","v":""},{"$f":"IF(幹栓区間!AW45=\"\",\"\",幹栓区間!AW45)","v":""},{"$f":"IF(OR(幹栓区間!$L45=\"\",幹栓区間!AB45=\"\"),\"\",幹栓区間!AB45)","v":""},{"$f":"IF(幹栓区間!AX45=\"\",\"\",幹栓区間!AX45)","v":""},{"$f":"IF(OR(幹栓区間!$L45=\"\",幹栓区間!AC45=\"\"),\"\",幹栓区間!AC45)","v":""},{"$f":"IF(幹栓区間!AY45=\"\",\"\",幹栓区間!AY45)","v":""},{"$f":"IF(幹栓区間!AZ45=\"\",\"\",幹栓区間!AZ45)","v":""}]
[null,{"$f":"IF(幹栓区間!I46=\"\",\"\",幹栓区間!I46)","v":36},{"$f":"IF(幹栓区間!J46=\"\",\"\",幹栓区間!J46)","v":""},{"$f":"IF(幹栓区間!L46=\"\",\"\",幹栓区間!L46)","v":""},{"$f":"IF(OR(幹栓区間!$L46=\"\",幹栓区間!O46=\"\"),\"\",幹栓区間!O46)","v":""},{"$f":"IF(幹栓区間!AK46=\"\",\"\",幹栓区間!AK46)","v":""},{"$f":"IF(OR(幹栓区間!$L46=\"\",幹栓区間!P46=\"\"),\"\",幹栓区間!P46)","v":""},{"$f":"IF(幹栓区間!AL46=\"\",\"\",幹栓区間!AL46)","v":""},{"$f":"IF(OR(幹栓区間!$L46=\"\",幹栓区間!Q46=\"\"),\"\",幹栓区間!Q46)","v":""},{"$f":"IF(幹栓区間!AM46=\"\",\"\",幹栓区間!AM46)","v":""},{"$f":"IF(OR(幹栓区間!$L46=\"\",幹栓区間!R46=\"\"),\"\",幹栓区間!R46)","v":""},{"$f":"IF(幹栓区間!AN46=\"\",\"\",幹栓区間!AN46)","v":""},{"$f":"IF(OR(幹栓区間!$L46=\"\",幹栓区間!S46=\"\"),\"\",幹栓区間!S46)","v":""},{"$f":"IF(幹栓区間!AO46=\"\",\"\",幹栓区間!AO46)","v":""},{"$f":"IF(OR(幹栓区間!$L46=\"\",幹栓区間!T46=\"\"),\"\",幹栓区間!T46)","v":""},{"$f":"IF(幹栓区間!AP46=\"\",\"\",幹栓区間!AP46)","v":""},{"$f":"IF(OR(幹栓区間!$L46=\"\",幹栓区間!U46=\"\"),\"\",幹栓区間!U46)","v":""},{"$f":"IF(幹栓区間!AQ46=\"\",\"\",幹栓区間!AQ46)","v":""},{"$f":"IF(OR(幹栓区間!$L46=\"\",幹栓区間!V46=\"\"),\"\",幹栓区間!V46)","v":""},{"$f":"IF(幹栓区間!AR46=\"\",\"\",幹栓区間!AR46)","v":""},{"$f":"IF(OR(幹栓区間!$L46=\"\",幹栓区間!W46=\"\"),\"\",幹栓区間!W46)","v":""},{"$f":"IF(幹栓区間!AS46=\"\",\"\",幹栓区間!AS46)","v":""},{"$f":"IF(OR(幹栓区間!$L46=\"\",幹栓区間!X46=\"\"),\"\",幹栓区間!X46)","v":""},{"$f":"IF(幹栓区間!AT46=\"\",\"\",幹栓区間!AT46)","v":""},{"$f":"IF(OR(幹栓区間!$L46=\"\",幹栓区間!Y46=\"\"),\"\",幹栓区間!Y46)","v":""},{"$f":"IF(幹栓区間!AU46=\"\",\"\",幹栓区間!AU46)","v":""},{"$f":"IF(OR(幹栓区間!$L46=\"\",幹栓区間!Z46=\"\"),\"\",幹栓区間!Z46)","v":""},{"$f":"IF(幹栓区間!AV46=\"\",\"\",幹栓区間!AV46)","v":""},{"$f":"IF(OR(幹栓区間!$L46=\"\",幹栓区間!AA46=\"\"),\"\",幹栓区間!AA46)","v":""},{"$f":"IF(幹栓区間!AW46=\"\",\"\",幹栓区間!AW46)","v":""},{"$f":"IF(OR(幹栓区間!$L46=\"\",幹栓区間!AB46=\"\"),\"\",幹栓区間!AB46)","v":""},{"$f":"IF(幹栓区間!AX46=\"\",\"\",幹栓区間!AX46)","v":""},{"$f":"IF(OR(幹栓区間!$L46=\"\",幹栓区間!AC46=\"\"),\"\",幹栓区間!AC46)","v":""},{"$f":"IF(幹栓区間!AY46=\"\",\"\",幹栓区間!AY46)","v":""},{"$f":"IF(幹栓区間!AZ46=\"\",\"\",幹栓区間!AZ46)","v":""}]
[null,{"$f":"IF(幹栓区間!I47=\"\",\"\",幹栓区間!I47)","v":37},{"$f":"IF(幹栓区間!J47=\"\",\"\",幹栓区間!J47)","v":""},{"$f":"IF(幹栓区間!L47=\"\",\"\",幹栓区間!L47)","v":""},{"$f":"IF(OR(幹栓区間!$L47=\"\",幹栓区間!O47=\"\"),\"\",幹栓区間!O47)","v":""},{"$f":"IF(幹栓区間!AK47=\"\",\"\",幹栓区間!AK47)","v":""},{"$f":"IF(OR(幹栓区間!$L47=\"\",幹栓区間!P47=\"\"),\"\",幹栓区間!P47)","v":""},{"$f":"IF(幹栓区間!AL47=\"\",\"\",幹栓区間!AL47)","v":""},{"$f":"IF(OR(幹栓区間!$L47=\"\",幹栓区間!Q47=\"\"),\"\",幹栓区間!Q47)","v":""},{"$f":"IF(幹栓区間!AM47=\"\",\"\",幹栓区間!AM47)","v":""},{"$f":"IF(OR(幹栓区間!$L47=\"\",幹栓区間!R47=\"\"),\"\",幹栓区間!R47)","v":""},{"$f":"IF(幹栓区間!AN47=\"\",\"\",幹栓区間!AN47)","v":""},{"$f":"IF(OR(幹栓区間!$L47=\"\",幹栓区間!S47=\"\"),\"\",幹栓区間!S47)","v":""},{"$f":"IF(幹栓区間!AO47=\"\",\"\",幹栓区間!AO47)","v":""},{"$f":"IF(OR(幹栓区間!$L47=\"\",幹栓区間!T47=\"\"),\"\",幹栓区間!T47)","v":""},{"$f":"IF(幹栓区間!AP47=\"\",\"\",幹栓区間!AP47)","v":""},{"$f":"IF(OR(幹栓区間!$L47=\"\",幹栓区間!U47=\"\"),\"\",幹栓区間!U47)","v":""},{"$f":"IF(幹栓区間!AQ47=\"\",\"\",幹栓区間!AQ47)","v":""},{"$f":"IF(OR(幹栓区間!$L47=\"\",幹栓区間!V47=\"\"),\"\",幹栓区間!V47)","v":""},{"$f":"IF(幹栓区間!AR47=\"\",\"\",幹栓区間!AR47)","v":""},{"$f":"IF(OR(幹栓区間!$L47=\"\",幹栓区間!W47=\"\"),\"\",幹栓区間!W47)","v":""},{"$f":"IF(幹栓区間!AS47=\"\",\"\",幹栓区間!AS47)","v":""},{"$f":"IF(OR(幹栓区間!$L47=\"\",幹栓区間!X47=\"\"),\"\",幹栓区間!X47)","v":""},{"$f":"IF(幹栓区間!AT47=\"\",\"\",幹栓区間!AT47)","v":""},{"$f":"IF(OR(幹栓区間!$L47=\"\",幹栓区間!Y47=\"\"),\"\",幹栓区間!Y47)","v":""},{"$f":"IF(幹栓区間!AU47=\"\",\"\",幹栓区間!AU47)","v":""},{"$f":"IF(OR(幹栓区間!$L47=\"\",幹栓区間!Z47=\"\"),\"\",幹栓区間!Z47)","v":""},{"$f":"IF(幹栓区間!AV47=\"\",\"\",幹栓区間!AV47)","v":""},{"$f":"IF(OR(幹栓区間!$L47=\"\",幹栓区間!AA47=\"\"),\"\",幹栓区間!AA47)","v":""},{"$f":"IF(幹栓区間!AW47=\"\",\"\",幹栓区間!AW47)","v":""},{"$f":"IF(OR(幹栓区間!$L47=\"\",幹栓区間!AB47=\"\"),\"\",幹栓区間!AB47)","v":""},{"$f":"IF(幹栓区間!AX47=\"\",\"\",幹栓区間!AX47)","v":""},{"$f":"IF(OR(幹栓区間!$L47=\"\",幹栓区間!AC47=\"\"),\"\",幹栓区間!AC47)","v":""},{"$f":"IF(幹栓区間!AY47=\"\",\"\",幹栓区間!AY47)","v":""},{"$f":"IF(幹栓区間!AZ47=\"\",\"\",幹栓区間!AZ47)","v":""}]
[null,{"$f":"IF(幹栓区間!I48=\"\",\"\",幹栓区間!I48)","v":38},{"$f":"IF(幹栓区間!J48=\"\",\"\",幹栓区間!J48)","v":""},{"$f":"IF(幹栓区間!L48=\"\",\"\",幹栓区間!L48)","v":""},{"$f":"IF(OR(幹栓区間!$L48=\"\",幹栓区間!O48=\"\"),\"\",幹栓区間!O48)","v":""},{"$f":"IF(幹栓区間!AK48=\"\",\"\",幹栓区間!AK48)","v":""},{"$f":"IF(OR(幹栓区間!$L48=\"\",幹栓区間!P48=\"\"),\"\",幹栓区間!P48)","v":""},{"$f":"IF(幹栓区間!AL48=\"\",\"\",幹栓区間!AL48)","v":""},{"$f":"IF(OR(幹栓区間!$L48=\"\",幹栓区間!Q48=\"\"),\"\",幹栓区間!Q48)","v":""},{"$f":"IF(幹栓区間!AM48=\"\",\"\",幹栓区間!AM48)","v":""},{"$f":"IF(OR(幹栓区間!$L48=\"\",幹栓区間!R48=\"\"),\"\",幹栓区間!R48)","v":""},{"$f":"IF(幹栓区間!AN48=\"\",\"\",幹栓区間!AN48)","v":""},{"$f":"IF(OR(幹栓区間!$L48=\"\",幹栓区間!S48=\"\"),\"\",幹栓区間!S48)","v":""},{"$f":"IF(幹栓区間!AO48=\"\",\"\",幹栓区間!AO48)","v":""},{"$f":"IF(OR(幹栓区間!$L48=\"\",幹栓区間!T48=\"\"),\"\",幹栓区間!T48)","v":""},{"$f":"IF(幹栓区間!AP48=\"\",\"\",幹栓区間!AP48)","v":""},{"$f":"IF(OR(幹栓区間!$L48=\"\",幹栓区間!U48=\"\"),\"\",幹栓区間!U48)","v":""},{"$f":"IF(幹栓区間!AQ48=\"\",\"\",幹栓区間!AQ48)","v":""},{"$f":"IF(OR(幹栓区間!$L48=\"\",幹栓区間!V48=\"\"),\"\",幹栓区間!V48)","v":""},{"$f":"IF(幹栓区間!AR48=\"\",\"\",幹栓区間!AR48)","v":""},{"$f":"IF(OR(幹栓区間!$L48=\"\",幹栓区間!W48=\"\"),\"\",幹栓区間!W48)","v":""},{"$f":"IF(幹栓区間!AS48=\"\",\"\",幹栓区間!AS48)","v":""},{"$f":"IF(OR(幹栓区間!$L48=\"\",幹栓区間!X48=\"\"),\"\",幹栓区間!X48)","v":""},{"$f":"IF(幹栓区間!AT48=\"\",\"\",幹栓区間!AT48)","v":""},{"$f":"IF(OR(幹栓区間!$L48=\"\",幹栓区間!Y48=\"\"),\"\",幹栓区間!Y48)","v":""},{"$f":"IF(幹栓区間!AU48=\"\",\"\",幹栓区間!AU48)","v":""},{"$f":"IF(OR(幹栓区間!$L48=\"\",幹栓区間!Z48=\"\"),\"\",幹栓区間!Z48)","v":""},{"$f":"IF(幹栓区間!AV48=\"\",\"\",幹栓区間!AV48)","v":""},{"$f":"IF(OR(幹栓区間!$L48=\"\",幹栓区間!AA48=\"\"),\"\",幹栓区間!AA48)","v":""},{"$f":"IF(幹栓区間!AW48=\"\",\"\",幹栓区間!AW48)","v":""},{"$f":"IF(OR(幹栓区間!$L48=\"\",幹栓区間!AB48=\"\"),\"\",幹栓区間!AB48)","v":""},{"$f":"IF(幹栓区間!AX48=\"\",\"\",幹栓区間!AX48)","v":""},{"$f":"IF(OR(幹栓区間!$L48=\"\",幹栓区間!AC48=\"\"),\"\",幹栓区間!AC48)","v":""},{"$f":"IF(幹栓区間!AY48=\"\",\"\",幹栓区間!AY48)","v":""},{"$f":"IF(幹栓区間!AZ48=\"\",\"\",幹栓区間!AZ48)","v":""}]
[null,{"$f":"IF(幹栓区間!I49=\"\",\"\",幹栓区間!I49)","v":39},{"$f":"IF(幹栓区間!J49=\"\",\"\",幹栓区間!J49)","v":""},{"$f":"IF(幹栓区間!L49=\"\",\"\",幹栓区間!L49)","v":""},{"$f":"IF(OR(幹栓区間!$L49=\"\",幹栓区間!O49=\"\"),\"\",幹栓区間!O49)","v":""},{"$f":"IF(幹栓区間!AK49=\"\",\"\",幹栓区間!AK49)","v":""},{"$f":"IF(OR(幹栓区間!$L49=\"\",幹栓区間!P49=\"\"),\"\",幹栓区間!P49)","v":""},{"$f":"IF(幹栓区間!AL49=\"\",\"\",幹栓区間!AL49)","v":""},{"$f":"IF(OR(幹栓区間!$L49=\"\",幹栓区間!Q49=\"\"),\"\",幹栓区間!Q49)","v":""},{"$f":"IF(幹栓区間!AM49=\"\",\"\",幹栓区間!AM49)","v":""},{"$f":"IF(OR(幹栓区間!$L49=\"\",幹栓区間!R49=\"\"),\"\",幹栓区間!R49)","v":""},{"$f":"IF(幹栓区間!AN49=\"\",\"\",幹栓区間!AN49)","v":""},{"$f":"IF(OR(幹栓区間!$L49=\"\",幹栓区間!S49=\"\"),\"\",幹栓区間!S49)","v":""},{"$f":"IF(幹栓区間!AO49=\"\",\"\",幹栓区間!AO49)","v":""},{"$f":"IF(OR(幹栓区間!$L49=\"\",幹栓区間!T49=\"\"),\"\",幹栓区間!T49)","v":""},{"$f":"IF(幹栓区間!AP49=\"\",\"\",幹栓区間!AP49)","v":""},{"$f":"IF(OR(幹栓区間!$L49=\"\",幹栓区間!U49=\"\"),\"\",幹栓区間!U49)","v":""},{"$f":"IF(幹栓区間!AQ49=\"\",\"\",幹栓区間!AQ49)","v":""},{"$f":"IF(OR(幹栓区間!$L49=\"\",幹栓区間!V49=\"\"),\"\",幹栓区間!V49)","v":""},{"$f":"IF(幹栓区間!AR49=\"\",\"\",幹栓区間!AR49)","v":""},{"$f":"IF(OR(幹栓区間!$L49=\"\",幹栓区間!W49=\"\"),\"\",幹栓区間!W49)","v":""},{"$f":"IF(幹栓区間!AS49=\"\",\"\",幹栓区間!AS49)","v":""},{"$f":"IF(OR(幹栓区間!$L49=\"\",幹栓区間!X49=\"\"),\"\",幹栓区間!X49)","v":""},{"$f":"IF(幹栓区間!AT49=\"\",\"\",幹栓区間!AT49)","v":""},{"$f":"IF(OR(幹栓区間!$L49=\"\",幹栓区間!Y49=\"\"),\"\",幹栓区間!Y49)","v":""},{"$f":"IF(幹栓区間!AU49=\"\",\"\",幹栓区間!AU49)","v":""},{"$f":"IF(OR(幹栓区間!$L49=\"\",幹栓区間!Z49=\"\"),\"\",幹栓区間!Z49)","v":""},{"$f":"IF(幹栓区間!AV49=\"\",\"\",幹栓区間!AV49)","v":""},{"$f":"IF(OR(幹栓区間!$L49=\"\",幹栓区間!AA49=\"\"),\"\",幹栓区間!AA49)","v":""},{"$f":"IF(幹栓区間!AW49=\"\",\"\",幹栓区間!AW49)","v":""},{"$f":"IF(OR(幹栓区間!$L49=\"\",幹栓区間!AB49=\"\"),\"\",幹栓区間!AB49)","v":""},{"$f":"IF(幹栓区間!AX49=\"\",\"\",幹栓区間!AX49)","v":""},{"$f":"IF(OR(幹栓区間!$L49=\"\",幹栓区間!AC49=\"\"),\"\",幹栓区間!AC49)","v":""},{"$f":"IF(幹栓区間!AY49=\"\",\"\",幹栓区間!AY49)","v":""},{"$f":"IF(幹栓区間!AZ49=\"\",\"\",幹栓区間!AZ49)","v":""}]
[null,{"$f":"IF(幹栓区間!I50=\"\",\"\",幹栓区間!I50)","v":40},{"$f":"IF(幹栓区間!J50=\"\",\"\",幹栓区間!J50)","v":""},{"$f":"IF(幹栓区間!L50=\"\",\"\",幹栓区間!L50)","v":""},{"$f":"IF(OR(幹栓区間!$L50=\"\",幹栓区間!O50=\"\"),\"\",幹栓区間!O50)","v":""},{"$f":"IF(幹栓区間!AK50=\"\",\"\",幹栓区間!AK50)","v":""},{"$f":"IF(OR(幹栓区間!$L50=\"\",幹栓区間!P50=\"\"),\"\",幹栓区間!P50)","v":""},{"$f":"IF(幹栓区間!AL50=\"\",\"\",幹栓区間!AL50)","v":""},{"$f":"IF(OR(幹栓区間!$L50=\"\",幹栓区間!Q50=\"\"),\"\",幹栓区間!Q50)","v":""},{"$f":"IF(幹栓区間!AM50=\"\",\"\",幹栓区間!AM50)","v":""},{"$f":"IF(OR(幹栓区間!$L50=\"\",幹栓区間!R50=\"\"),\"\",幹栓区間!R50)","v":""},{"$f":"IF(幹栓区間!AN50=\"\",\"\",幹栓区間!AN50)","v":""},{"$f":"IF(OR(幹栓区間!$L50=\"\",幹栓区間!S50=\"\"),\"\",幹栓区間!S50)","v":""},{"$f":"IF(幹栓区間!AO50=\"\",\"\",幹栓区間!AO50)","v":""},{"$f":"IF(OR(幹栓区間!$L50=\"\",幹栓区間!T50=\"\"),\"\",幹栓区間!T50)","v":""},{"$f":"IF(幹栓区間!AP50=\"\",\"\",幹栓区間!AP50)","v":""},{"$f":"IF(OR(幹栓区間!$L50=\"\",幹栓区間!U50=\"\"),\"\",幹栓区間!U50)","v":""},{"$f":"IF(幹栓区間!AQ50=\"\",\"\",幹栓区間!AQ50)","v":""},{"$f":"IF(OR(幹栓区間!$L50=\"\",幹栓区間!V50=\"\"),\"\",幹栓区間!V50)","v":""},{"$f":"IF(幹栓区間!AR50=\"\",\"\",幹栓区間!AR50)","v":""},{"$f":"IF(OR(幹栓区間!$L50=\"\",幹栓区間!W50=\"\"),\"\",幹栓区間!W50)","v":""},{"$f":"IF(幹栓区間!AS50=\"\",\"\",幹栓区間!AS50)","v":""},{"$f":"IF(OR(幹栓区間!$L50=\"\",幹栓区間!X50=\"\"),\"\",幹栓区間!X50)","v":""},{"$f":"IF(幹栓区間!AT50=\"\",\"\",幹栓区間!AT50)","v":""},{"$f":"IF(OR(幹栓区間!$L50=\"\",幹栓区間!Y50=\"\"),\"\",幹栓区間!Y50)","v":""},{"$f":"IF(幹栓区間!AU50=\"\",\"\",幹栓区間!AU50)","v":""},{"$f":"IF(OR(幹栓区間!$L50=\"\",幹栓区間!Z50=\"\"),\"\",幹栓区間!Z50)","v":""},{"$f":"IF(幹栓区間!AV50=\"\",\"\",幹栓区間!AV50)","v":""},{"$f":"IF(OR(幹栓区間!$L50=\"\",幹栓区間!AA50=\"\"),\"\",幹栓区間!AA50)","v":""},{"$f":"IF(幹栓区間!AW50=\"\",\"\",幹栓区間!AW50)","v":""},{"$f":"IF(OR(幹栓区間!$L50=\"\",幹栓区間!AB50=\"\"),\"\",幹栓区間!AB50)","v":""},{"$f":"IF(幹栓区間!AX50=\"\",\"\",幹栓区間!AX50)","v":""},{"$f":"IF(OR(幹栓区間!$L50=\"\",幹栓区間!AC50=\"\"),\"\",幹栓区間!AC50)","v":""},{"$f":"IF(幹栓区間!AY50=\"\",\"\",幹栓区間!AY50)","v":""},{"$f":"IF(幹栓区間!AZ50=\"\",\"\",幹栓区間!AZ50)","v":""}]
[null,{"$f":"IF(幹栓区間!I51=\"\",\"\",幹栓区間!I51)","v":41},{"$f":"IF(幹栓区間!J51=\"\",\"\",幹栓区間!J51)","v":""},{"$f":"IF(幹栓区間!L51=\"\",\"\",幹栓区間!L51)","v":""},{"$f":"IF(OR(幹栓区間!$L51=\"\",幹栓区間!O51=\"\"),\"\",幹栓区間!O51)","v":""},{"$f":"IF(幹栓区間!AK51=\"\",\"\",幹栓区間!AK51)","v":""},{"$f":"IF(OR(幹栓区間!$L51=\"\",幹栓区間!P51=\"\"),\"\",幹栓区間!P51)","v":""},{"$f":"IF(幹栓区間!AL51=\"\",\"\",幹栓区間!AL51)","v":""},{"$f":"IF(OR(幹栓区間!$L51=\"\",幹栓区間!Q51=\"\"),\"\",幹栓区間!Q51)","v":""},{"$f":"IF(幹栓区間!AM51=\"\",\"\",幹栓区間!AM51)","v":""},{"$f":"IF(OR(幹栓区間!$L51=\"\",幹栓区間!R51=\"\"),\"\",幹栓区間!R51)","v":""},{"$f":"IF(幹栓区間!AN51=\"\",\"\",幹栓区間!AN51)","v":""},{"$f":"IF(OR(幹栓区間!$L51=\"\",幹栓区間!S51=\"\"),\"\",幹栓区間!S51)","v":""},{"$f":"IF(幹栓区間!AO51=\"\",\"\",幹栓区間!AO51)","v":""},{"$f":"IF(OR(幹栓区間!$L51=\"\",幹栓区間!T51=\"\"),\"\",幹栓区間!T51)","v":""},{"$f":"IF(幹栓区間!AP51=\"\",\"\",幹栓区間!AP51)","v":""},{"$f":"IF(OR(幹栓区間!$L51=\"\",幹栓区間!U51=\"\"),\"\",幹栓区間!U51)","v":""},{"$f":"IF(幹栓区間!AQ51=\"\",\"\",幹栓区間!AQ51)","v":""},{"$f":"IF(OR(幹栓区間!$L51=\"\",幹栓区間!V51=\"\"),\"\",幹栓区間!V51)","v":""},{"$f":"IF(幹栓区間!AR51=\"\",\"\",幹栓区間!AR51)","v":""},{"$f":"IF(OR(幹栓区間!$L51=\"\",幹栓区間!W51=\"\"),\"\",幹栓区間!W51)","v":""},{"$f":"IF(幹栓区間!AS51=\"\",\"\",幹栓区間!AS51)","v":""},{"$f":"IF(OR(幹栓区間!$L51=\"\",幹栓区間!X51=\"\"),\"\",幹栓区間!X51)","v":""},{"$f":"IF(幹栓区間!AT51=\"\",\"\",幹栓区間!AT51)","v":""},{"$f":"IF(OR(幹栓区間!$L51=\"\",幹栓区間!Y51=\"\"),\"\",幹栓区間!Y51)","v":""},{"$f":"IF(幹栓区間!AU51=\"\",\"\",幹栓区間!AU51)","v":""},{"$f":"IF(OR(幹栓区間!$L51=\"\",幹栓区間!Z51=\"\"),\"\",幹栓区間!Z51)","v":""},{"$f":"IF(幹栓区間!AV51=\"\",\"\",幹栓区間!AV51)","v":""},{"$f":"IF(OR(幹栓区間!$L51=\"\",幹栓区間!AA51=\"\"),\"\",幹栓区間!AA51)","v":""},{"$f":"IF(幹栓区間!AW51=\"\",\"\",幹栓区間!AW51)","v":""},{"$f":"IF(OR(幹栓区間!$L51=\"\",幹栓区間!AB51=\"\"),\"\",幹栓区間!AB51)","v":""},{"$f":"IF(幹栓区間!AX51=\"\",\"\",幹栓区間!AX51)","v":""},{"$f":"IF(OR(幹栓区間!$L51=\"\",幹栓区間!AC51=\"\"),\"\",幹栓区間!AC51)","v":""},{"$f":"IF(幹栓区間!AY51=\"\",\"\",幹栓区間!AY51)","v":""},{"$f":"IF(幹栓区間!AZ51=\"\",\"\",幹栓区間!AZ51)","v":""}]
[null,{"$f":"IF(幹栓区間!I52=\"\",\"\",幹栓区間!I52)","v":42},{"$f":"IF(幹栓区間!J52=\"\",\"\",幹栓区間!J52)","v":""},{"$f":"IF(幹栓区間!L52=\"\",\"\",幹栓区間!L52)","v":""},{"$f":"IF(OR(幹栓区間!$L52=\"\",幹栓区間!O52=\"\"),\"\",幹栓区間!O52)","v":""},{"$f":"IF(幹栓区間!AK52=\"\",\"\",幹栓区間!AK52)","v":""},{"$f":"IF(OR(幹栓区間!$L52=\"\",幹栓区間!P52=\"\"),\"\",幹栓区間!P52)","v":""},{"$f":"IF(幹栓区間!AL52=\"\",\"\",幹栓区間!AL52)","v":""},{"$f":"IF(OR(幹栓区間!$L52=\"\",幹栓区間!Q52=\"\"),\"\",幹栓区間!Q52)","v":""},{"$f":"IF(幹栓区間!AM52=\"\",\"\",幹栓区間!AM52)","v":""},{"$f":"IF(OR(幹栓区間!$L52=\"\",幹栓区間!R52=\"\"),\"\",幹栓区間!R52)","v":""},{"$f":"IF(幹栓区間!AN52=\"\",\"\",幹栓区間!AN52)","v":""},{"$f":"IF(OR(幹栓区間!$L52=\"\",幹栓区間!S52=\"\"),\"\",幹栓区間!S52)","v":""},{"$f":"IF(幹栓区間!AO52=\"\",\"\",幹栓区間!AO52)","v":""},{"$f":"IF(OR(幹栓区間!$L52=\"\",幹栓区間!T52=\"\"),\"\",幹栓区間!T52)","v":""},{"$f":"IF(幹栓区間!AP52=\"\",\"\",幹栓区間!AP52)","v":""},{"$f":"IF(OR(幹栓区間!$L52=\"\",幹栓区間!U52=\"\"),\"\",幹栓区間!U52)","v":""},{"$f":"IF(幹栓区間!AQ52=\"\",\"\",幹栓区間!AQ52)","v":""},{"$f":"IF(OR(幹栓区間!$L52=\"\",幹栓区間!V52=\"\"),\"\",幹栓区間!V52)","v":""},{"$f":"IF(幹栓区間!AR52=\"\",\"\",幹栓区間!AR52)","v":""},{"$f":"IF(OR(幹栓区間!$L52=\"\",幹栓区間!W52=\"\"),\"\",幹栓区間!W52)","v":""},{"$f":"IF(幹栓区間!AS52=\"\",\"\",幹栓区間!AS52)","v":""},{"$f":"IF(OR(幹栓区間!$L52=\"\",幹栓区間!X52=\"\"),\"\",幹栓区間!X52)","v":""},{"$f":"IF(幹栓区間!AT52=\"\",\"\",幹栓区間!AT52)","v":""},{"$f":"IF(OR(幹栓区間!$L52=\"\",幹栓区間!Y52=\"\"),\"\",幹栓区間!Y52)","v":""},{"$f":"IF(幹栓区間!AU52=\"\",\"\",幹栓区間!AU52)","v":""},{"$f":"IF(OR(幹栓区間!$L52=\"\",幹栓区間!Z52=\"\"),\"\",幹栓区間!Z52)","v":""},{"$f":"IF(幹栓区間!AV52=\"\",\"\",幹栓区間!AV52)","v":""},{"$f":"IF(OR(幹栓区間!$L52=\"\",幹栓区間!AA52=\"\"),\"\",幹栓区間!AA52)","v":""},{"$f":"IF(幹栓区間!AW52=\"\",\"\",幹栓区間!AW52)","v":""},{"$f":"IF(OR(幹栓区間!$L52=\"\",幹栓区間!AB52=\"\"),\"\",幹栓区間!AB52)","v":""},{"$f":"IF(幹栓区間!AX52=\"\",\"\",幹栓区間!AX52)","v":""},{"$f":"IF(OR(幹栓区間!$L52=\"\",幹栓区間!AC52=\"\"),\"\",幹栓区間!AC52)","v":""},{"$f":"IF(幹栓区間!AY52=\"\",\"\",幹栓区間!AY52)","v":""},{"$f":"IF(幹栓区間!AZ52=\"\",\"\",幹栓区間!AZ52)","v":""}]
[null,{"$f":"IF(幹栓区間!I53=\"\",\"\",幹栓区間!I53)","v":43},{"$f":"IF(幹栓区間!J53=\"\",\"\",幹栓区間!J53)","v":""},{"$f":"IF(幹栓区間!L53=\"\",\"\",幹栓区間!L53)","v":""},{"$f":"IF(OR(幹栓区間!$L53=\"\",幹栓区間!O53=\"\"),\"\",幹栓区間!O53)","v":""},{"$f":"IF(幹栓区間!AK53=\"\",\"\",幹栓区間!AK53)","v":""},{"$f":"IF(OR(幹栓区間!$L53=\"\",幹栓区間!P53=\"\"),\"\",幹栓区間!P53)","v":""},{"$f":"IF(幹栓区間!AL53=\"\",\"\",幹栓区間!AL53)","v":""},{"$f":"IF(OR(幹栓区間!$L53=\"\",幹栓区間!Q53=\"\"),\"\",幹栓区間!Q53)","v":""},{"$f":"IF(幹栓区間!AM53=\"\",\"\",幹栓区間!AM53)","v":""},{"$f":"IF(OR(幹栓区間!$L53=\"\",幹栓区間!R53=\"\"),\"\",幹栓区間!R53)","v":""},{"$f":"IF(幹栓区間!AN53=\"\",\"\",幹栓区間!AN53)","v":""},{"$f":"IF(OR(幹栓区間!$L53=\"\",幹栓区間!S53=\"\"),\"\",幹栓区間!S53)","v":""},{"$f":"IF(幹栓区間!AO53=\"\",\"\",幹栓区間!AO53)","v":""},{"$f":"IF(OR(幹栓区間!$L53=\"\",幹栓区間!T53=\"\"),\"\",幹栓区間!T53)","v":""},{"$f":"IF(幹栓区間!AP53=\"\",\"\",幹栓区間!AP53)","v":""},{"$f":"IF(OR(幹栓区間!$L53=\"\",幹栓区間!U53=\"\"),\"\",幹栓区間!U53)","v":""},{"$f":"IF(幹栓区間!AQ53=\"\",\"\",幹栓区間!AQ53)","v":""},{"$f":"IF(OR(幹栓区間!$L53=\"\",幹栓区間!V53=\"\"),\"\",幹栓区間!V53)","v":""},{"$f":"IF(幹栓区間!AR53=\"\",\"\",幹栓区間!AR53)","v":""},{"$f":"IF(OR(幹栓区間!$L53=\"\",幹栓区間!W53=\"\"),\"\",幹栓区間!W53)","v":""},{"$f":"IF(幹栓区間!AS53=\"\",\"\",幹栓区間!AS53)","v":""},{"$f":"IF(OR(幹栓区間!$L53=\"\",幹栓区間!X53=\"\"),\"\",幹栓区間!X53)","v":""},{"$f":"IF(幹栓区間!AT53=\"\",\"\",幹栓区間!AT53)","v":""},{"$f":"IF(OR(幹栓区間!$L53=\"\",幹栓区間!Y53=\"\"),\"\",幹栓区間!Y53)","v":""},{"$f":"IF(幹栓区間!AU53=\"\",\"\",幹栓区間!AU53)","v":""},{"$f":"IF(OR(幹栓区間!$L53=\"\",幹栓区間!Z53=\"\"),\"\",幹栓区間!Z53)","v":""},{"$f":"IF(幹栓区間!AV53=\"\",\"\",幹栓区間!AV53)","v":""},{"$f":"IF(OR(幹栓区間!$L53=\"\",幹栓区間!AA53=\"\"),\"\",幹栓区間!AA53)","v":""},{"$f":"IF(幹栓区間!AW53=\"\",\"\",幹栓区間!AW53)","v":""},{"$f":"IF(OR(幹栓区間!$L53=\"\",幹栓区間!AB53=\"\"),\"\",幹栓区間!AB53)","v":""},{"$f":"IF(幹栓区間!AX53=\"\",\"\",幹栓区間!AX53)","v":""},{"$f":"IF(OR(幹栓区間!$L53=\"\",幹栓区間!AC53=\"\"),\"\",幹栓区間!AC53)","v":""},{"$f":"IF(幹栓区間!AY53=\"\",\"\",幹栓区間!AY53)","v":""},{"$f":"IF(幹栓区間!AZ53=\"\",\"\",幹栓区間!AZ53)","v":""}]
[null,{"$f":"IF(幹栓区間!I54=\"\",\"\",幹栓区間!I54)","v":44},{"$f":"IF(幹栓区間!J54=\"\",\"\",幹栓区間!J54)","v":""},{"$f":"IF(幹栓区間!L54=\"\",\"\",幹栓区間!L54)","v":""},{"$f":"IF(OR(幹栓区間!$L54=\"\",幹栓区間!O54=\"\"),\"\",幹栓区間!O54)","v":""},{"$f":"IF(幹栓区間!AK54=\"\",\"\",幹栓区間!AK54)","v":""},{"$f":"IF(OR(幹栓区間!$L54=\"\",幹栓区間!P54=\"\"),\"\",幹栓区間!P54)","v":""},{"$f":"IF(幹栓区間!AL54=\"\",\"\",幹栓区間!AL54)","v":""},{"$f":"IF(OR(幹栓区間!$L54=\"\",幹栓区間!Q54=\"\"),\"\",幹栓区間!Q54)","v":""},{"$f":"IF(幹栓区間!AM54=\"\",\"\",幹栓区間!AM54)","v":""},{"$f":"IF(OR(幹栓区間!$L54=\"\",幹栓区間!R54=\"\"),\"\",幹栓区間!R54)","v":""},{"$f":"IF(幹栓区間!AN54=\"\",\"\",幹栓区間!AN54)","v":""},{"$f":"IF(OR(幹栓区間!$L54=\"\",幹栓区間!S54=\"\"),\"\",幹栓区間!S54)","v":""},{"$f":"IF(幹栓区間!AO54=\"\",\"\",幹栓区間!AO54)","v":""},{"$f":"IF(OR(幹栓区間!$L54=\"\",幹栓区間!T54=\"\"),\"\",幹栓区間!T54)","v":""},{"$f":"IF(幹栓区間!AP54=\"\",\"\",幹栓区間!AP54)","v":""},{"$f":"IF(OR(幹栓区間!$L54=\"\",幹栓区間!U54=\"\"),\"\",幹栓区間!U54)","v":""},{"$f":"IF(幹栓区間!AQ54=\"\",\"\",幹栓区間!AQ54)","v":""},{"$f":"IF(OR(幹栓区間!$L54=\"\",幹栓区間!V54=\"\"),\"\",幹栓区間!V54)","v":""},{"$f":"IF(幹栓区間!AR54=\"\",\"\",幹栓区間!AR54)","v":""},{"$f":"IF(OR(幹栓区間!$L54=\"\",幹栓区間!W54=\"\"),\"\",幹栓区間!W54)","v":""},{"$f":"IF(幹栓区間!AS54=\"\",\"\",幹栓区間!AS54)","v":""},{"$f":"IF(OR(幹栓区間!$L54=\"\",幹栓区間!X54=\"\"),\"\",幹栓区間!X54)","v":""},{"$f":"IF(幹栓区間!AT54=\"\",\"\",幹栓区間!AT54)","v":""},{"$f":"IF(OR(幹栓区間!$L54=\"\",幹栓区間!Y54=\"\"),\"\",幹栓区間!Y54)","v":""},{"$f":"IF(幹栓区間!AU54=\"\",\"\",幹栓区間!AU54)","v":""},{"$f":"IF(OR(幹栓区間!$L54=\"\",幹栓区間!Z54=\"\"),\"\",幹栓区間!Z54)","v":""},{"$f":"IF(幹栓区間!AV54=\"\",\"\",幹栓区間!AV54)","v":""},{"$f":"IF(OR(幹栓区間!$L54=\"\",幹栓区間!AA54=\"\"),\"\",幹栓区間!AA54)","v":""},{"$f":"IF(幹栓区間!AW54=\"\",\"\",幹栓区間!AW54)","v":""},{"$f":"IF(OR(幹栓区間!$L54=\"\",幹栓区間!AB54=\"\"),\"\",幹栓区間!AB54)","v":""},{"$f":"IF(幹栓区間!AX54=\"\",\"\",幹栓区間!AX54)","v":""},{"$f":"IF(OR(幹栓区間!$L54=\"\",幹栓区間!AC54=\"\"),\"\",幹栓区間!AC54)","v":""},{"$f":"IF(幹栓区間!AY54=\"\",\"\",幹栓区間!AY54)","v":""},{"$f":"IF(幹栓区間!AZ54=\"\",\"\",幹栓区間!AZ54)","v":""}]
[null,{"$f":"IF(幹栓区間!I55=\"\",\"\",幹栓区間!I55)","v":45},{"$f":"IF(幹栓区間!J55=\"\",\"\",幹栓区間!J55)","v":""},{"$f":"IF(幹栓区間!L55=\"\",\"\",幹栓区間!L55)","v":""},{"$f":"IF(OR(幹栓区間!$L55=\"\",幹栓区間!O55=\"\"),\"\",幹栓区間!O55)","v":""},{"$f":"IF(幹栓区間!AK55=\"\",\"\",幹栓区間!AK55)","v":""},{"$f":"IF(OR(幹栓区間!$L55=\"\",幹栓区間!P55=\"\"),\"\",幹栓区間!P55)","v":""},{"$f":"IF(幹栓区間!AL55=\"\",\"\",幹栓区間!AL55)","v":""},{"$f":"IF(OR(幹栓区間!$L55=\"\",幹栓区間!Q55=\"\"),\"\",幹栓区間!Q55)","v":""},{"$f":"IF(幹栓区間!AM55=\"\",\"\",幹栓区間!AM55)","v":""},{"$f":"IF(OR(幹栓区間!$L55=\"\",幹栓区間!R55=\"\"),\"\",幹栓区間!R55)","v":""},{"$f":"IF(幹栓区間!AN55=\"\",\"\",幹栓区間!AN55)","v":""},{"$f":"IF(OR(幹栓区間!$L55=\"\",幹栓区間!S55=\"\"),\"\",幹栓区間!S55)","v":""},{"$f":"IF(幹栓区間!AO55=\"\",\"\",幹栓区間!AO55)","v":""},{"$f":"IF(OR(幹栓区間!$L55=\"\",幹栓区間!T55=\"\"),\"\",幹栓区間!T55)","v":""},{"$f":"IF(幹栓区間!AP55=\"\",\"\",幹栓区間!AP55)","v":""},{"$f":"IF(OR(幹栓区間!$L55=\"\",幹栓区間!U55=\"\"),\"\",幹栓区間!U55)","v":""},{"$f":"IF(幹栓区間!AQ55=\"\",\"\",幹栓区間!AQ55)","v":""},{"$f":"IF(OR(幹栓区間!$L55=\"\",幹栓区間!V55=\"\"),\"\",幹栓区間!V55)","v":""},{"$f":"IF(幹栓区間!AR55=\"\",\"\",幹栓区間!AR55)","v":""},{"$f":"IF(OR(幹栓区間!$L55=\"\",幹栓区間!W55=\"\"),\"\",幹栓区間!W55)","v":""},{"$f":"IF(幹栓区間!AS55=\"\",\"\",幹栓区間!AS55)","v":""},{"$f":"IF(OR(幹栓区間!$L55=\"\",幹栓区間!X55=\"\"),\"\",幹栓区間!X55)","v":""},{"$f":"IF(幹栓区間!AT55=\"\",\"\",幹栓区間!AT55)","v":""},{"$f":"IF(OR(幹栓区間!$L55=\"\",幹栓区間!Y55=\"\"),\"\",幹栓区間!Y55)","v":""},{"$f":"IF(幹栓区間!AU55=\"\",\"\",幹栓区間!AU55)","v":""},{"$f":"IF(OR(幹栓区間!$L55=\"\",幹栓区間!Z55=\"\"),\"\",幹栓区間!Z55)","v":""},{"$f":"IF(幹栓区間!AV55=\"\",\"\",幹栓区間!AV55)","v":""},{"$f":"IF(OR(幹栓区間!$L55=\"\",幹栓区間!AA55=\"\"),\"\",幹栓区間!AA55)","v":""},{"$f":"IF(幹栓区間!AW55=\"\",\"\",幹栓区間!AW55)","v":""},{"$f":"IF(OR(幹栓区間!$L55=\"\",幹栓区間!AB55=\"\"),\"\",幹栓区間!AB55)","v":""},{"$f":"IF(幹栓区間!AX55=\"\",\"\",幹栓区間!AX55)","v":""},{"$f":"IF(OR(幹栓区間!$L55=\"\",幹栓区間!AC55=\"\"),\"\",幹栓区間!AC55)","v":""},{"$f":"IF(幹栓区間!AY55=\"\",\"\",幹栓区間!AY55)","v":""},{"$f":"IF(幹栓区間!AZ55=\"\",\"\",幹栓区間!AZ55)","v":""}]
[null,{"$f":"IF(幹栓区間!I56=\"\",\"\",幹栓区間!I56)","v":46},{"$f":"IF(幹栓区間!J56=\"\",\"\",幹栓区間!J56)","v":""},{"$f":"IF(幹栓区間!L56=\"\",\"\",幹栓区間!L56)","v":""},{"$f":"IF(OR(幹栓区間!$L56=\"\",幹栓区間!O56=\"\"),\"\",幹栓区間!O56)","v":""},{"$f":"IF(幹栓区間!AK56=\"\",\"\",幹栓区間!AK56)","v":""},{"$f":"IF(OR(幹栓区間!$L56=\"\",幹栓区間!P56=\"\"),\"\",幹栓区間!P56)","v":""},{"$f":"IF(幹栓区間!AL56=\"\",\"\",幹栓区間!AL56)","v":""},{"$f":"IF(OR(幹栓区間!$L56=\"\",幹栓区間!Q56=\"\"),\"\",幹栓区間!Q56)","v":""},{"$f":"IF(幹栓区間!AM56=\"\",\"\",幹栓区間!AM56)","v":""},{"$f":"IF(OR(幹栓区間!$L56=\"\",幹栓区間!R56=\"\"),\"\",幹栓区間!R56)","v":""},{"$f":"IF(幹栓区間!AN56=\"\",\"\",幹栓区間!AN56)","v":""},{"$f":"IF(OR(幹栓区間!$L56=\"\",幹栓区間!S56=\"\"),\"\",幹栓区間!S56)","v":""},{"$f":"IF(幹栓区間!AO56=\"\",\"\",幹栓区間!AO56)","v":""},{"$f":"IF(OR(幹栓区間!$L56=\"\",幹栓区間!T56=\"\"),\"\",幹栓区間!T56)","v":""},{"$f":"IF(幹栓区間!AP56=\"\",\"\",幹栓区間!AP56)","v":""},{"$f":"IF(OR(幹栓区間!$L56=\"\",幹栓区間!U56=\"\"),\"\",幹栓区間!U56)","v":""},{"$f":"IF(幹栓区間!AQ56=\"\",\"\",幹栓区間!AQ56)","v":""},{"$f":"IF(OR(幹栓区間!$L56=\"\",幹栓区間!V56=\"\"),\"\",幹栓区間!V56)","v":""},{"$f":"IF(幹栓区間!AR56=\"\",\"\",幹栓区間!AR56)","v":""},{"$f":"IF(OR(幹栓区間!$L56=\"\",幹栓区間!W56=\"\"),\"\",幹栓区間!W56)","v":""},{"$f":"IF(幹栓区間!AS56=\"\",\"\",幹栓区間!AS56)","v":""},{"$f":"IF(OR(幹栓区間!$L56=\"\",幹栓区間!X56=\"\"),\"\",幹栓区間!X56)","v":""},{"$f":"IF(幹栓区間!AT56=\"\",\"\",幹栓区間!AT56)","v":""},{"$f":"IF(OR(幹栓区間!$L56=\"\",幹栓区間!Y56=\"\"),\"\",幹栓区間!Y56)","v":""},{"$f":"IF(幹栓区間!AU56=\"\",\"\",幹栓区間!AU56)","v":""},{"$f":"IF(OR(幹栓区間!$L56=\"\",幹栓区間!Z56=\"\"),\"\",幹栓区間!Z56)","v":""},{"$f":"IF(幹栓区間!AV56=\"\",\"\",幹栓区間!AV56)","v":""},{"$f":"IF(OR(幹栓区間!$L56=\"\",幹栓区間!AA56=\"\"),\"\",幹栓区間!AA56)","v":""},{"$f":"IF(幹栓区間!AW56=\"\",\"\",幹栓区間!AW56)","v":""},{"$f":"IF(OR(幹栓区間!$L56=\"\",幹栓区間!AB56=\"\"),\"\",幹栓区間!AB56)","v":""},{"$f":"IF(幹栓区間!AX56=\"\",\"\",幹栓区間!AX56)","v":""},{"$f":"IF(OR(幹栓区間!$L56=\"\",幹栓区間!AC56=\"\"),\"\",幹栓区間!AC56)","v":""},{"$f":"IF(幹栓区間!AY56=\"\",\"\",幹栓区間!AY56)","v":""},{"$f":"IF(幹栓区間!AZ56=\"\",\"\",幹栓区間!AZ56)","v":""}]
[null,{"$f":"IF(幹栓区間!I57=\"\",\"\",幹栓区間!I57)","v":47},{"$f":"IF(幹栓区間!J57=\"\",\"\",幹栓区間!J57)","v":""},{"$f":"IF(幹栓区間!L57=\"\",\"\",幹栓区間!L57)","v":""},{"$f":"IF(OR(幹栓区間!$L57=\"\",幹栓区間!O57=\"\"),\"\",幹栓区間!O57)","v":""},{"$f":"IF(幹栓区間!AK57=\"\",\"\",幹栓区間!AK57)","v":""},{"$f":"IF(OR(幹栓区間!$L57=\"\",幹栓区間!P57=\"\"),\"\",幹栓区間!P57)","v":""},{"$f":"IF(幹栓区間!AL57=\"\",\"\",幹栓区間!AL57)","v":""},{"$f":"IF(OR(幹栓区間!$L57=\"\",幹栓区間!Q57=\"\"),\"\",幹栓区間!Q57)","v":""},{"$f":"IF(幹栓区間!AM57=\"\",\"\",幹栓区間!AM57)","v":""},{"$f":"IF(OR(幹栓区間!$L57=\"\",幹栓区間!R57=\"\"),\"\",幹栓区間!R57)","v":""},{"$f":"IF(幹栓区間!AN57=\"\",\"\",幹栓区間!AN57)","v":""},{"$f":"IF(OR(幹栓区間!$L57=\"\",幹栓区間!S57=\"\"),\"\",幹栓区間!S57)","v":""},{"$f":"IF(幹栓区間!AO57=\"\",\"\",幹栓区間!AO57)","v":""},{"$f":"IF(OR(幹栓区間!$L57=\"\",幹栓区間!T57=\"\"),\"\",幹栓区間!T57)","v":""},{"$f":"IF(幹栓区間!AP57=\"\",\"\",幹栓区間!AP57)","v":""},{"$f":"IF(OR(幹栓区間!$L57=\"\",幹栓区間!U57=\"\"),\"\",幹栓区間!U57)","v":""},{"$f":"IF(幹栓区間!AQ57=\"\",\"\",幹栓区間!AQ57)","v":""},{"$f":"IF(OR(幹栓区間!$L57=\"\",幹栓区間!V57=\"\"),\"\",幹栓区間!V57)","v":""},{"$f":"IF(幹栓区間!AR57=\"\",\"\",幹栓区間!AR57)","v":""},{"$f":"IF(OR(幹栓区間!$L57=\"\",幹栓区間!W57=\"\"),\"\",幹栓区間!W57)","v":""},{"$f":"IF(幹栓区間!AS57=\"\",\"\",幹栓区間!AS57)","v":""},{"$f":"IF(OR(幹栓区間!$L57=\"\",幹栓区間!X57=\"\"),\"\",幹栓区間!X57)","v":""},{"$f":"IF(幹栓区間!AT57=\"\",\"\",幹栓区間!AT57)","v":""},{"$f":"IF(OR(幹栓区間!$L57=\"\",幹栓区間!Y57=\"\"),\"\",幹栓区間!Y57)","v":""},{"$f":"IF(幹栓区間!AU57=\"\",\"\",幹栓区間!AU57)","v":""},{"$f":"IF(OR(幹栓区間!$L57=\"\",幹栓区間!Z57=\"\"),\"\",幹栓区間!Z57)","v":""},{"$f":"IF(幹栓区間!AV57=\"\",\"\",幹栓区間!AV57)","v":""},{"$f":"IF(OR(幹栓区間!$L57=\"\",幹栓区間!AA57=\"\"),\"\",幹栓区間!AA57)","v":""},{"$f":"IF(幹栓区間!AW57=\"\",\"\",幹栓区間!AW57)","v":""},{"$f":"IF(OR(幹栓区間!$L57=\"\",幹栓区間!AB57=\"\"),\"\",幹栓区間!AB57)","v":""},{"$f":"IF(幹栓区間!AX57=\"\",\"\",幹栓区間!AX57)","v":""},{"$f":"IF(OR(幹栓区間!$L57=\"\",幹栓区間!AC57=\"\"),\"\",幹栓区間!AC57)","v":""},{"$f":"IF(幹栓区間!AY57=\"\",\"\",幹栓区間!AY57)","v":""},{"$f":"IF(幹栓区間!AZ57=\"\",\"\",幹栓区間!AZ57)","v":""}]
[null,{"$f":"IF(幹栓区間!I58=\"\",\"\",幹栓区間!I58)","v":48},{"$f":"IF(幹栓区間!J58=\"\",\"\",幹栓区間!J58)","v":""},{"$f":"IF(幹栓区間!L58=\"\",\"\",幹栓区間!L58)","v":""},{"$f":"IF(OR(幹栓区間!$L58=\"\",幹栓区間!O58=\"\"),\"\",幹栓区間!O58)","v":""},{"$f":"IF(幹栓区間!AK58=\"\",\"\",幹栓区間!AK58)","v":""},{"$f":"IF(OR(幹栓区間!$L58=\"\",幹栓区間!P58=\"\"),\"\",幹栓区間!P58)","v":""},{"$f":"IF(幹栓区間!AL58=\"\",\"\",幹栓区間!AL58)","v":""},{"$f":"IF(OR(幹栓区間!$L58=\"\",幹栓区間!Q58=\"\"),\"\",幹栓区間!Q58)","v":""},{"$f":"IF(幹栓区間!AM58=\"\",\"\",幹栓区間!AM58)","v":""},{"$f":"IF(OR(幹栓区間!$L58=\"\",幹栓区間!R58=\"\"),\"\",幹栓区間!R58)","v":""},{"$f":"IF(幹栓区間!AN58=\"\",\"\",幹栓区間!AN58)","v":""},{"$f":"IF(OR(幹栓区間!$L58=\"\",幹栓区間!S58=\"\"),\"\",幹栓区間!S58)","v":""},{"$f":"IF(幹栓区間!AO58=\"\",\"\",幹栓区間!AO58)","v":""},{"$f":"IF(OR(幹栓区間!$L58=\"\",幹栓区間!T58=\"\"),\"\",幹栓区間!T58)","v":""},{"$f":"IF(幹栓区間!AP58=\"\",\"\",幹栓区間!AP58)","v":""},{"$f":"IF(OR(幹栓区間!$L58=\"\",幹栓区間!U58=\"\"),\"\",幹栓区間!U58)","v":""},{"$f":"IF(幹栓区間!AQ58=\"\",\"\",幹栓区間!AQ58)","v":""},{"$f":"IF(OR(幹栓区間!$L58=\"\",幹栓区間!V58=\"\"),\"\",幹栓区間!V58)","v":""},{"$f":"IF(幹栓区間!AR58=\"\",\"\",幹栓区間!AR58)","v":""},{"$f":"IF(OR(幹栓区間!$L58=\"\",幹栓区間!W58=\"\"),\"\",幹栓区間!W58)","v":""},{"$f":"IF(幹栓区間!AS58=\"\",\"\",幹栓区間!AS58)","v":""},{"$f":"IF(OR(幹栓区間!$L58=\"\",幹栓区間!X58=\"\"),\"\",幹栓区間!X58)","v":""},{"$f":"IF(幹栓区間!AT58=\"\",\"\",幹栓区間!AT58)","v":""},{"$f":"IF(OR(幹栓区間!$L58=\"\",幹栓区間!Y58=\"\"),\"\",幹栓区間!Y58)","v":""},{"$f":"IF(幹栓区間!AU58=\"\",\"\",幹栓区間!AU58)","v":""},{"$f":"IF(OR(幹栓区間!$L58=\"\",幹栓区間!Z58=\"\"),\"\",幹栓区間!Z58)","v":""},{"$f":"IF(幹栓区間!AV58=\"\",\"\",幹栓区間!AV58)","v":""},{"$f":"IF(OR(幹栓区間!$L58=\"\",幹栓区間!AA58=\"\"),\"\",幹栓区間!AA58)","v":""},{"$f":"IF(幹栓区間!AW58=\"\",\"\",幹栓区間!AW58)","v":""},{"$f":"IF(OR(幹栓区間!$L58=\"\",幹栓区間!AB58=\"\"),\"\",幹栓区間!AB58)","v":""},{"$f":"IF(幹栓区間!AX58=\"\",\"\",幹栓区間!AX58)","v":""},{"$f":"IF(OR(幹栓区間!$L58=\"\",幹栓区間!AC58=\"\"),\"\",幹栓区間!AC58)","v":""},{"$f":"IF(幹栓区間!AY58=\"\",\"\",幹栓区間!AY58)","v":""},{"$f":"IF(幹栓区間!AZ58=\"\",\"\",幹栓区間!AZ58)","v":""}]
[null,{"$f":"IF(幹栓区間!I59=\"\",\"\",幹栓区間!I59)","v":49},{"$f":"IF(幹栓区間!J59=\"\",\"\",幹栓区間!J59)","v":""},{"$f":"IF(幹栓区間!L59=\"\",\"\",幹栓区間!L59)","v":""},{"$f":"IF(OR(幹栓区間!$L59=\"\",幹栓区間!O59=\"\"),\"\",幹栓区間!O59)","v":""},{"$f":"IF(幹栓区間!AK59=\"\",\"\",幹栓区間!AK59)","v":""},{"$f":"IF(OR(幹栓区間!$L59=\"\",幹栓区間!P59=\"\"),\"\",幹栓区間!P59)","v":""},{"$f":"IF(幹栓区間!AL59=\"\",\"\",幹栓区間!AL59)","v":""},{"$f":"IF(OR(幹栓区間!$L59=\"\",幹栓区間!Q59=\"\"),\"\",幹栓区間!Q59)","v":""},{"$f":"IF(幹栓区間!AM59=\"\",\"\",幹栓区間!AM59)","v":""},{"$f":"IF(OR(幹栓区間!$L59=\"\",幹栓区間!R59=\"\"),\"\",幹栓区間!R59)","v":""},{"$f":"IF(幹栓区間!AN59=\"\",\"\",幹栓区間!AN59)","v":""},{"$f":"IF(OR(幹栓区間!$L59=\"\",幹栓区間!S59=\"\"),\"\",幹栓区間!S59)","v":""},{"$f":"IF(幹栓区間!AO59=\"\",\"\",幹栓区間!AO59)","v":""},{"$f":"IF(OR(幹栓区間!$L59=\"\",幹栓区間!T59=\"\"),\"\",幹栓区間!T59)","v":""},{"$f":"IF(幹栓区間!AP59=\"\",\"\",幹栓区間!AP59)","v":""},{"$f":"IF(OR(幹栓区間!$L59=\"\",幹栓区間!U59=\"\"),\"\",幹栓区間!U59)","v":""},{"$f":"IF(幹栓区間!AQ59=\"\",\"\",幹栓区間!AQ59)","v":""},{"$f":"IF(OR(幹栓区間!$L59=\"\",幹栓区間!V59=\"\"),\"\",幹栓区間!V59)","v":""},{"$f":"IF(幹栓区間!AR59=\"\",\"\",幹栓区間!AR59)","v":""},{"$f":"IF(OR(幹栓区間!$L59=\"\",幹栓区間!W59=\"\"),\"\",幹栓区間!W59)","v":""},{"$f":"IF(幹栓区間!AS59=\"\",\"\",幹栓区間!AS59)","v":""},{"$f":"IF(OR(幹栓区間!$L59=\"\",幹栓区間!X59=\"\"),\"\",幹栓区間!X59)","v":""},{"$f":"IF(幹栓区間!AT59=\"\",\"\",幹栓区間!AT59)","v":""},{"$f":"IF(OR(幹栓区間!$L59=\"\",幹栓区間!Y59=\"\"),\"\",幹栓区間!Y59)","v":""},{"$f":"IF(幹栓区間!AU59=\"\",\"\",幹栓区間!AU59)","v":""},{"$f":"IF(OR(幹栓区間!$L59=\"\",幹栓区間!Z59=\"\"),\"\",幹栓区間!Z59)","v":""},{"$f":"IF(幹栓区間!AV59=\"\",\"\",幹栓区間!AV59)","v":""},{"$f":"IF(OR(幹栓区間!$L59=\"\",幹栓区間!AA59=\"\"),\"\",幹栓区間!AA59)","v":""},{"$f":"IF(幹栓区間!AW59=\"\",\"\",幹栓区間!AW59)","v":""},{"$f":"IF(OR(幹栓区間!$L59=\"\",幹栓区間!AB59=\"\"),\"\",幹栓区間!AB59)","v":""},{"$f":"IF(幹栓区間!AX59=\"\",\"\",幹栓区間!AX59)","v":""},{"$f":"IF(OR(幹栓区間!$L59=\"\",幹栓区間!AC59=\"\"),\"\",幹栓区間!AC59)","v":""},{"$f":"IF(幹栓区間!AY59=\"\",\"\",幹栓区間!AY59)","v":""},{"$f":"IF(幹栓区間!AZ59=\"\",\"\",幹栓区間!AZ59)","v":""}]
[null,{"$f":"IF(幹栓区間!I60=\"\",\"\",幹栓区間!I60)","v":50},{"$f":"IF(幹栓区間!J60=\"\",\"\",幹栓区間!J60)","v":""},{"$f":"IF(幹栓区間!L60=\"\",\"\",幹栓区間!L60)","v":""},{"$f":"IF(OR(幹栓区間!$L60=\"\",幹栓区間!O60=\"\"),\"\",幹栓区間!O60)","v":""},{"$f":"IF(幹栓区間!AK60=\"\",\"\",幹栓区間!AK60)","v":""},{"$f":"IF(OR(幹栓区間!$L60=\"\",幹栓区間!P60=\"\"),\"\",幹栓区間!P60)","v":""},{"$f":"IF(幹栓区間!AL60=\"\",\"\",幹栓区間!AL60)","v":""},{"$f":"IF(OR(幹栓区間!$L60=\"\",幹栓区間!Q60=\"\"),\"\",幹栓区間!Q60)","v":""},{"$f":"IF(幹栓区間!AM60=\"\",\"\",幹栓区間!AM60)","v":""},{"$f":"IF(OR(幹栓区間!$L60=\"\",幹栓区間!R60=\"\"),\"\",幹栓区間!R60)","v":""},{"$f":"IF(幹栓区間!AN60=\"\",\"\",幹栓区間!AN60)","v":""},{"$f":"IF(OR(幹栓区間!$L60=\"\",幹栓区間!S60=\"\"),\"\",幹栓区間!S60)","v":""},{"$f":"IF(幹栓区間!AO60=\"\",\"\",幹栓区間!AO60)","v":""},{"$f":"IF(OR(幹栓区間!$L60=\"\",幹栓区間!T60=\"\"),\"\",幹栓区間!T60)","v":""},{"$f":"IF(幹栓区間!AP60=\"\",\"\",幹栓区間!AP60)","v":""},{"$f":"IF(OR(幹栓区間!$L60=\"\",幹栓区間!U60=\"\"),\"\",幹栓区間!U60)","v":""},{"$f":"IF(幹栓区間!AQ60=\"\",\"\",幹栓区間!AQ60)","v":""},{"$f":"IF(OR(幹栓区間!$L60=\"\",幹栓区間!V60=\"\"),\"\",幹栓区間!V60)","v":""},{"$f":"IF(幹栓区間!AR60=\"\",\"\",幹栓区間!AR60)","v":""},{"$f":"IF(OR(幹栓区間!$L60=\"\",幹栓区間!W60=\"\"),\"\",幹栓区間!W60)","v":""},{"$f":"IF(幹栓区間!AS60=\"\",\"\",幹栓区間!AS60)","v":""},{"$f":"IF(OR(幹栓区間!$L60=\"\",幹栓区間!X60=\"\"),\"\",幹栓区間!X60)","v":""},{"$f":"IF(幹栓区間!AT60=\"\",\"\",幹栓区間!AT60)","v":""},{"$f":"IF(OR(幹栓区間!$L60=\"\",幹栓区間!Y60=\"\"),\"\",幹栓区間!Y60)","v":""},{"$f":"IF(幹栓区間!AU60=\"\",\"\",幹栓区間!AU60)","v":""},{"$f":"IF(OR(幹栓区間!$L60=\"\",幹栓区間!Z60=\"\"),\"\",幹栓区間!Z60)","v":""},{"$f":"IF(幹栓区間!AV60=\"\",\"\",幹栓区間!AV60)","v":""},{"$f":"IF(OR(幹栓区間!$L60=\"\",幹栓区間!AA60=\"\"),\"\",幹栓区間!AA60)","v":""},{"$f":"IF(幹栓区間!AW60=\"\",\"\",幹栓区間!AW60)","v":""},{"$f":"IF(OR(幹栓区間!$L60=\"\",幹栓区間!AB60=\"\"),\"\",幹栓区間!AB60)","v":""},{"$f":"IF(幹栓区間!AX60=\"\",\"\",幹栓区間!AX60)","v":""},{"$f":"IF(OR(幹栓区間!$L60=\"\",幹栓区間!AC60=\"\"),\"\",幹栓区間!AC60)","v":""},{"$f":"IF(幹栓区間!AY60=\"\",\"\",幹栓区間!AY60)","v":""},{"$f":"IF(幹栓区間!AZ60=\"\",\"\",幹栓区間!AZ60)","v":""}]
[null,"合計",null,null,{"$f":"IF(COUNT(E38:E63)=0,\"\",SUM(E38:E63))","v":2},2,1,26,1,0,1,13.5,1,0.3,1,13.5,2,0.6,1,9.5,4,6,1,0,0,0,0,0,"","","","","","",71.399999999999991]

{"sheet":"8判定","index":58,"n_rows":142,"n_cols":10,"rows_kept":142,"cut":false,"hidden":true,"merged":[[11,2,11,3],[12,2,12,3],[17,2,17,3],[19,2,19,3],[129,5,129,6],[73,2,73,3],[73,5,73,6],[76,2,76,3],[86,2,86,3],[86,5,86,6],[89,2,89,3],[112,2,112,3],[109,2,109,3],[109,5,109,6],[41,3,41,4],[62,2,62,9],[134,2,134,4],[135,3,135,4],[138,2,138,3],[138,5,138,6],[24,2,24,3],[27,2,27,3],[27,5,27,6],[44,2,44,3],[44,5,44,6],[53,2,53,9],[118,2,118,3],[121,2,121,3],[121,5,121,6],[121,8,121,9],[126,2,126,3],[129,2,129,3],[98,2,98,3],[98,5,98,6],[101,2,101,3],[27,8,27,9],[32,2,32,3],[35,2,35,3],[35,5,35,6],[40,2,40,4]]}
[null,"結果の判定"]
[]
[null,"[末端世帯]"]
[]
[null,"●末端世帯所要水頭",null,null,{"$f":"IF(末端区間!$F$10=0,\"\",OFFSET(末端区間!$C$10,末端区間!$F$10,0,1,1))","v":6.5400000000000009},"m"]
[]
[null,"●末端世帯所要水頭",null,null,{"$f":"IF(末端区間!$F$10=0,\"\",OFFSET(末端区間!$C$10,末端区間!$F$10,0,1,1))","v":6.5400000000000009},"m"]
[null,null,null,"= ",{"$f":"IF(末端区間!$F$10=0,\"\",OFFSET(末端区間!$B$10,末端区間!$F$10,0,1,1))","v":6.4000000000000001E-2},"MPa"]
[]
[null,"●累計所要水頭（末端世帯）"]
[]
[null,null,"末端世帯所要水頭",null,{"$f":"IF(末端区間!$F$10=0,\"\",OFFSET(末端区間!$C$10,末端区間!$F$10,0,1,1))","v":6.5400000000000009},"m"]
[null,null,"給水用具の所要水頭",null,{"$f":"IF(OR(共通3!$B$9<>\"水頭（m）\",末端3!$B$29<>\"区間計算後に比較\",末端3!$C$29=\"\"),\"\",末端3!$C$29)","v":""},"m"]
[null,null,"合計",null,{"$f":"IF(OR(E12=\"\",E13=\"\"),\"\",E12+E13)","v":""},"m"]
[]
[null,"●累計所要水頭（末端世帯）"]
[]
[null,null,"末端世帯所要水頭",null,{"$f":"IF(末端区間!$F$10=0,\"\",OFFSET(末端区間!$C$10,末端区間!$F$10,0,1,1))","v":6.5400000000000009},"m"]
[null,null,null,"= ",{"$f":"IF(末端区間!$F$10=0,\"\",OFFSET(末端区間!$B$10,末端区間!$F$10,0,1,1))","v":6.4000000000000001E-2},"MPa"]
[null,null,"給水用具の必要圧力",null,{"$f":"IF(OR(共通3!$B$9=\"水頭（m）\",末端3!$B$29<>\"区間計算後に比較\",末端3!$C$29=\"\"),\"\",末端3!$C$29)","v":0.03},"MPa"]
[null,null,"合計",null,{"$f":"IF(OR(E19=\"\",E20=\"\"),\"\",E19+E20)","v":9.4E-2},"MPa"]
[]
[null,"●量水器の適正使用範囲との比較（末端世帯）"]
[]
[null,null,"量水器口径"]
[null,null,{"$f":"IF(OR(末端5!$B$22<>\"上限と下限を比較\",末端5!$E$22=\"\"),\"\",末端5!$E$22)","v":25},"mm"]
[]
[null,null,"流量下限",null,"比較","同時使用水量",null,"比較","流量上限"]
[null,null,{"$f":"IF(末端5!$B$22<>\"上限と下限を比較\",\"\",末端5!B27)","v":0.06},{"$f":"IF(末端5!$B$22<>\"上限と下限を比較\",\"\",末端5!C27)","v":"L/sec"},{"$f":"IF(末端5!$B$22<>\"上限と下限を比較\",\"\",末端5!D27)","v":"<"},{"$f":"IF(末端5!$B$22<>\"上限と下限を比較\",\"\",末端5!E27)","v":0.53},{"$f":"IF(末端5!$B$22<>\"上限と下限を比較\",\"\",末端5!F27)","v":"L/sec"},{"$f":"IF(末端5!$B$22<>\"上限と下限を比較\",\"\",末端5!G27)","v":"<"},{"$f":"IF(末端5!$B$22<>\"上限と下限を比較\",\"\",末端5!H27)","v":0.69},{"$f":"IF(末端5!$B$22<>\"上限と下限を比較\",\"\",末端5!I27)","v":"L/sec"}]
[]
[null,"●量水器の適正使用範囲との比較（末端世帯）"]
[]
[null,null,"量水器口径"]
[null,null,{"$f":"IF(OR(末端5!$B$22<>\"上限のみ比較\",末端5!$E$22=\"\"),\"\",末端5!$E$22)","v":""},"mm"]
[]
[null,null,"同時使用水量",null,"比較","流量上限"]
[null,null,{"$f":"IF(末端5!$B$22<>\"上限のみ比較\",\"\",末端5!E27)","v":""},{"$f":"IF(末端5!$B$22<>\"上限のみ比較\",\"\",末端5!F27)","v":""},{"$f":"IF(末端5!$B$22<>\"上限のみ比較\",\"\",末端5!G27)","v":""},{"$f":"IF(末端5!$B$22<>\"上限のみ比較\",\"\",末端5!H27)","v":""},{"$f":"IF(末端5!$B$22<>\"上限のみ比較\",\"\",末端5!I27)","v":""}]
[]
[null,"●流速の比較（末端世帯）"]
[]
[null,null,"流速の最大値"]
[null,null,"区間",{"$f":"IF(OR(D43=\"\",VLOOKUP(D43,末端区間!$E$11:$G$60,3,FALSE)=\"\"),\"\",VLOOKUP(D43,末端区間!$E$11:$G$60,3,FALSE))","v":"c-d"}]
[null,null,"流速",{"$f":"IF(末端区間!$F$10=0,\"\",MAX(OFFSET(末端区間!$E$11,0,0,末端区間!$F$10,1)))","v":1.69},"m/sec"]
[]
[null,null,"流速の最大値",null,"比較","流速上限"]
[null,null,{"$f":"D43","v":1.69},"m/sec",{"$f":"IF(OR(C46=\"\",F46=\"\"),\"\",IF(C46<F46,\"<\",IF(C46>F46,\">\",\"=\")))","v":"<"},{"$f":"IF(OR(末端6!$B$15<>\"記載する\",末端6!$C$15=\"\"),\"\",末端6!$C$15)","v":2},"m/sec"]
[]
[null,"[末端世帯]"]
[]
[null,"●末端世帯所要水頭",null,null,{"$f":"IF(OR(共通4!$B$7<>\"所要水頭を入力する\",共通4!$C$38<>\"水頭（m）\",共通4!$B$38=\"\"),\"\",共通4!$B$38)","v":""},"m"]
[]
[null,null,null,"= ",{"$f":"IF(E50=\"\",\"\",ROUND(E50*0.00980665,3))","v":""},"MPa"]
[]
[null,null,{"$f":"IF(OR(共通4!$B$7<>\"所要水頭を入力する\",共通4!$B$51<>\"付記する\",共通4!$B$54=\"\"),\"\",共通4!$B$54)","v":""}]
[]
[]
[null,"[末端世帯]"]
[]
[null,"●末端世帯所要水頭",null,null,{"$f":"IF(OR(共通4!$B$7<>\"所要水頭を入力する\",共通4!$C$38=\"水頭（m）\",共通4!$B$38=\"\"),\"\",共通4!$B$38)","v":""},"MPa"]
[]
[null,null,null,"= ",{"$f":"IF(E59=\"\",\"\",ROUND(E59/0.00980665,2))","v":""},"m"]
[]
[null,null,{"$f":"IF(OR(共通4!$B$7<>\"所要水頭を入力する\",共通4!$B$51<>\"付記する\",共通4!$B$54=\"\"),\"\",共通4!$B$54)","v":""}]
[]
[]
[null,"[幹栓]"]
[]
[null,"●配水管の最小動水圧（設計水圧）との比較"]
[]
[null,null,"幹栓累計所要水頭",null,{"$f":"IF(幹栓区間!$I$10=0,\"\",OFFSET(幹栓区間!$E$10,幹栓区間!$I$10,0,1,1))","v":3.1399999999999997},"m"]
[null,null,"末端世帯所要水頭",null,{"$f":"IF(AND(共通4!$B$7=\"水頭計算する\",幹栓区間!$BI$10=\"m\",幹栓区間!$BJ$10<>\"区間計算後に比較\"),$E$5,IF(AND(共通4!$B$7=\"水頭計算する\",幹栓区間!$BI$10=\"m\",幹栓区間!$BJ$10=\"区間計算後に比較\"),$E$14,IF(AND(共通4!$B$7=\"所要水頭を入力する\",幹栓区間!$BP$10=\"m\",幹栓区間!$BI$10=\"m\"),$E$50,IF(AND(共通4!$B$7=\"所要水頭を入力する\",幹栓区間!$BP$10=\"MPa\",幹栓区間!$BI$10=\"m\"),$E$61,\"\"))))","v":""},"m"]
[null,null,"合計",null,{"$f":"IF(OR(E70=\"\",E71=\"\"),\"\",E70+E71)","v":""},"m"]
[]
[null,null,"給水装置所要水頭",null,"比較","配水管の水頭"]
[null,null,{"$f":"E72","v":""},"m",{"$f":"IF(OR(C75=\"\",F75=\"\"),\"\",IF(C75<F75,\"<\",IF(C75>F75,\">\",\"=\")))","v":""},{"$f":"IF(OR(共通3!$B$9<>\"水頭（m）\",共通3!$C$9=\"\"),\"\",共通3!$C$9)","v":""},"m"]
[]
[null,null,"残水頭"]
[null,null,{"$f":"IF(OR(C75=\"\",F75=\"\"),\"\",F75-C75)","v":""},"m"]
[]
[null,"●配水管の最小動水圧（設計水圧）との比較"]
[]
[null,null,"幹栓累計所要水頭",null,{"$f":"IF(幹栓区間!$I$10=0,\"\",OFFSET(幹栓区間!$E$10,幹栓区間!$I$10,0,1,1))","v":3.1399999999999997},"m"]
[null,null,null,"= ",{"$f":"IF(幹栓区間!$I$10=0,\"\",OFFSET(幹栓区間!$D$10,幹栓区間!$I$10,0,1,1))","v":3.1E-2},"MPa"]
[null,null,"末端世帯所要水頭",null,{"$f":"IF(AND(共通4!$B$7=\"水頭計算する\",幹栓区間!$BI$10=\"MPa\",幹栓区間!$BJ$10<>\"区間計算後に比較\"),$E$8,IF(AND(共通4!$B$7=\"水頭計算する\",幹栓区間!$BI$10=\"MPa\",幹栓区間!$BJ$10=\"区間計算後に比較\"),$E$21,IF(AND(共通4!$B$7=\"所要水頭を入力する\",幹栓区間!$BP$10=\"m\",幹栓区間!$BI$10=\"MPa\"),$E$52,IF(AND(共通4!$B$7=\"所要水頭を入力する\",幹栓区間!$BP$10=\"MPa\",幹栓区間!$BI$10=\"MPa\"),$E$59,\"\"))))","v":9.4E-2},"Mpa"]
[null,null,"合計",null,{"$f":"IF(OR(E83=\"\",E84=\"\"),\"\",E83+E84)","v":0.125},"Mpa"]
[]
[null,null,"給水装置の必要圧",null,"比較","配水管の水圧"]
[null,null,{"$f":"E85","v":0.125},"MPa",{"$f":"IF(OR(C88=\"\",F88=\"\"),\"\",IF(C88<F88,\"<\",IF(C88>F88,\">\",\"=\")))","v":"<"},{"$f":"IF(OR(共通3!$B$9=\"水頭（m）\",共通3!$C$9=\"\"),\"\",共通3!$C$9)","v":0.19600000000000001},"MPa"]
[]
[null,null,"残圧"]
[null,null,{"$f":"IF(OR(C88=\"\",F88=\"\"),\"\",F88-C88)","v":7.1000000000000008E-2},"MPa"]
[]
[null,"[末端世帯を考慮しない]※開発用表記"]
[]
[null,"●配水管の最小動水圧（設計水圧）との比較"]
[]
[null,null,"累計所要水頭",null,{"$f":"IF(幹栓区間!$I$10=0,\"\",OFFSET(幹栓区間!$E$10,幹栓区間!$I$10,0,1,1))","v":3.1399999999999997},"m"]
[]
[null,null,"給水装置所要水頭",null,"比較","配水管の水頭"]
[null,null,{"$f":"E97","v":3.1399999999999997},"m",{"$f":"IF(OR(C100=\"\",F100=\"\"),\"\",IF(C100<F100,\"<\",IF(C100>F100,\">\",\"=\")))","v":""},{"$f":"IF(OR(共通3!$B$9<>\"水頭（m）\",共通3!$C$9=\"\"),\"\",共通3!$C$9)","v":""},"m"]
[]
[null,null,"残水頭"]
[null,null,{"$f":"IF(OR(C100=\"\",F100=\"\"),\"\",F100-C100)","v":""},"m"]
[]
[null,"●配水管の最小動水圧（設計水圧）との比較"]
[]
[null,null,"累計所要水頭",null,{"$f":"IF(幹栓区間!$I$10=0,\"\",OFFSET(幹栓区間!$E$10,幹栓区間!$I$10,0,1,1))","v":3.1399999999999997},"m"]
[null,null,null,"= ",{"$f":"IF(幹栓区間!$I$10=0,\"\",OFFSET(幹栓区間!$D$10,幹栓区間!$I$10,0,1,1))","v":3.1E-2},"MPa"]
[]
[null,null,"給水装置の必要圧",null,"比較","配水管の水圧"]
[null,null,{"$f":"E108","v":3.1E-2},"MPa",{"$f":"IF(OR(C111=\"\",F111=\"\"),\"\",IF(C111<F111,\"<\",IF(C111>F111,\">\",\"=\")))","v":"<"},{"$f":"IF(OR(共通3!$B$9=\"水頭（m）\",共通3!$C$9=\"\"),\"\",共通3!$C$9)","v":0.19600000000000001},"MPa"]
[]
[null,null,"残圧"]
[null,null,{"$f":"IF(OR(C111=\"\",F111=\"\"),\"\",F111-C111)","v":0.16500000000000001},"MPa"]
[]
[]
[null,"●量水器の適正使用範囲との比較（幹栓）"]
[]
[null,null,"量水器口径"]
[null,null,{"$f":"IF(OR(幹栓3!$B$22<>\"上限と下限を比較\",幹栓3!$E$22=\"\"),\"\",幹栓3!$E$22)","v":50},"mm"]
[]
[null,null,"流量下限",null,"比較","同時使用水量",null,"比較","流量上限"]
[null,null,{"$f":"IF(幹栓3!$B$22<>\"上限と下限を比較\",\"\",幹栓3!B27)","v":0.35},{"$f":"IF(幹栓3!$B$22<>\"上限と下限を比較\",\"\",幹栓3!C27)","v":"L/sec"},{"$f":"IF(幹栓3!$B$22<>\"上限と下限を比較\",\"\",幹栓3!D27)","v":"<"},{"$f":"IF(幹栓3!$B$22<>\"上限と下限を比較\",\"\",幹栓3!E27)","v":1.67},{"$f":"IF(幹栓3!$B$22<>\"上限と下限を比較\",\"\",幹栓3!F27)","v":"L/sec"},{"$f":"IF(幹栓3!$B$22<>\"上限と下限を比較\",\"\",幹栓3!G27)","v":"<"},{"$f":"IF(幹栓3!$B$22<>\"上限と下限を比較\",\"\",幹栓3!H27)","v":4.72},{"$f":"IF(幹栓3!$B$22<>\"上限と下限を比較\",\"\",幹栓3!I27)","v":"L/sec"}]
[]
[null,"●量水器の適正使用範囲との比較（幹栓）"]
[]
[null,null,"量水器口径"]
[null,null,{"$f":"IF(OR(幹栓3!$B$22<>\"上限のみ比較\",幹栓3!$E$22=\"\"),\"\",幹栓3!$E$22)","v":""},"mm"]
[]
[null,null,"同時使用水量",null,"比較","流量上限"]
[null,null,{"$f":"IF(幹栓3!$B$22<>\"上限のみ比較\",\"\",幹栓3!E27)","v":""},{"$f":"IF(幹栓3!$B$22<>\"上限のみ比較\",\"\",幹栓3!F27)","v":""},{"$f":"IF(幹栓3!$B$22<>\"上限のみ比較\",\"\",幹栓3!G27)","v":""},{"$f":"IF(幹栓3!$B$22<>\"上限のみ比較\",\"\",幹栓3!H27)","v":""},{"$f":"IF(幹栓3!$B$22<>\"上限のみ比較\",\"\",幹栓3!I27)","v":""}]
[]
[null,"●流速の比較（幹栓）"]
[]
[null,null,"流速の最大値"]
[null,null,"区間",{"$f":"IF(OR(D137=\"\",VLOOKUP(D137,幹栓区間!$G$11:$J$60,4,FALSE)=\"\"),\"\",VLOOKUP(D137,幹栓区間!$G$11:$J$60,4,FALSE))","v":"J-K"}]
[null,null,"流速",{"$f":"IF(幹栓区間!$I$10=0,\"\",MAX(OFFSET(幹栓区間!$G$11,0,0,幹栓区間!$I$10,1)))","v":1.26},"m/sec"]
[]
[null,null,"流速の最大値",null,"比較","流速上限"]
[null,null,{"$f":"D137","v":1.26},"m/sec",{"$f":"IF(OR(C140=\"\",F140=\"\"),\"\",IF(C140<F140,\"<\",IF(C140>F140,\">\",\"=\")))","v":"<"},{"$f":"IF(OR(幹栓4!$B$15<>\"記載する\",幹栓4!$C$15=\"\"),\"\",幹栓4!$C$15)","v":2},"m/sec"]
[]
[null,"以上の結果より、仮定通りの給水管口径とする。"]

{"sheet":"入力項目一覧表紙有末端有","index":59,"n_rows":139,"n_cols":10,"rows_kept":139,"cut":false,"hidden":true,"merged":[[130,2,130,3],[130,5,130,6],[130,8,130,9],[136,2,136,3],[107,2,107,3],[111,2,111,3],[118,2,118,3],[125,2,125,3],[127,2,127,3],[128,2,128,3],[94,8,94,9],[100,2,100,3],[37,2,37,3],[40,2,40,3],[43,2,43,3],[44,2,44,3],[47,2,47,9],[46,2,46,9],[82,2,82,3],[89,2,89,3],[91,2,91,3],[92,2,92,3],[94,2,94,3],[94,5,94,6],[66,3,66,5],[67,3,67,5],[68,3,68,5],[69,3,69,5],[70,2,70,5],[75,2,75,3],[60,3,60,5],[61,3,61,5],[62,3,62,5],[63,3,63,5],[64,3,64,5],[65,3,65,5],[22,2,22,9],[25,2,25,3],[27,2,27,9],[59,3,59,5],[59,6,59,7],[59,8,59,9],[20,2,20,3],[5,2,5,3],[10,2,10,3],[12,2,12,9],[15,2,15,3],[17,2,17,9]]}
[null,"入力項目一覧"]
[]
[null,"＜共通1＞水理計算書の表紙"]
[]
[null,"●水理計算書の表紙"]
[null,null,{"$f":"IF(共通1!$B$13=\"作成しない\",\"作成しない\",\"作成する\")","v":"作成する"}]
[]
[null,"＜共通2＞基本情報の入力"]
[]
[null,"●名称"]
[null,null,{"$f":"IF(共通2!$D$9=\"記載しない\",\"記載しない\",\"記載する\")","v":"記載する"}]
[]
[null,null,{"$f":"IF(OR(共通2!$D$9=\"記載しない\",共通2!$D$11=\"\"),\"\",共通2!$D$11)","v":"テストアパート"}]
[]
[null,"●工事場所"]
[null,null,{"$f":"IF(共通2!$D$13=\"記載しない\",\"記載しない\",\"記載する\")","v":"記載する"}]
[]
[null,null,{"$f":"IF(OR(共通2!$D$13=\"記載しない\",共通2!$D$15=\"\"),\"\",共通2!$D$15)","v":"千葉県某市某町1-2-3"}]
[]
[null,"●用途"]
[null,null,{"$f":"IF(共通2!$D$17=\"記載しない\",\"記載しない\",\"記載する\")","v":"記載する"}]
[]
[null,null,{"$f":"IF(OR(共通2!$D$17=\"記載しない\",共通2!$D$19=\"\"),\"\",共通2!$D$19)","v":"２階建てアパート"}]
[]
[null,"●給水方式"]
[null,null,{"$f":"IF(共通2!$D$21=\"記載しない\",\"記載しない\",\"記載する\")","v":"記載する"}]
[]
[null,null,{"$f":"IF(OR(共通2!$D$21=\"記載しない\",共通2!$D$23=\"\"),\"\",共通2!$D$23)","v":"直結直圧式"}]
[]
[null,"＜共通3＞配水管の水圧"]
[]
[null,"●配水管の最小動水圧（設計水圧）"]
[null,null,{"$f":"IF(共通3!$C$9=\"\",\"\",共通3!$C$9)","v":0.19600000000000001},{"$f":"IF(共通3!$D$9=\"\",\"MPa\",共通3!$D$9)","v":"MPa"}]
[]
[null,"＜共通4＞末端世帯の取り扱い"]
[]
[null,"●末端世帯の計算"]
[null,null,{"$f":"IF(共通4!$B$7=\"\",\"考慮しない\",共通4!$B$7)","v":"水頭計算する"}]
[]
[null,null,"※以下の3項目は、「所要水頭を入力する」の場合のみ。"]
[null,null,"所要水頭"]
[null,null,{"$f":"IF(OR(共通4!$B$7<>\"所要水頭を入力する\",共通4!$B$38=\"\"),\"\",共通4!$B$38)","v":""},{"$f":"IF(共通4!$B$7<>\"所要水頭を入力する\",\"\",IF(共通4!$C$38=\"水頭（m）\",\"m\",\"MPa\"))","v":""}]
[]
[null,null,"内訳の付記"]
[null,null,{"$f":"IF(共通4!$B$7<>\"所要水頭を入力する\",\"\",IF(共通4!$B$51=\"付記する\",\"付記する\",\"付記しない\"))","v":""}]
[]
[null,null,"内訳"]
[null,null,{"$f":"IF(AND(共通4!$B$7=\"所要水頭を入力する\",共通4!$B$51=\"付記する\",共通4!$B$54<>\"\"),共通4!$B$54,\"\")","v":""}]
[]
[null,"＜末端1＞末端給水用具数"]
[]
[null,"●末端給水用具の総数"]
[null,null,{"$f":"IF(末端1!$C$10=\"\",\"\",末端1!$C$10)","v":7},"栓"]
[]
[null,"●同時使用末端給水用具数"]
[null,null,{"$f":"IF(末端1!$C$12=\"\",\"\",末端1!$C$12)","v":3},"栓"]
[]
[null,"＜末端2＞同時使用給水用具"]
[]
[null,null,{"$f":"IF(末端2!B11=\"\",\"\",末端2!B11)","v":"No"},{"$f":"IF(末端2!C11=\"\",\"\",末端2!C11)","v":"同時使用給水用具"},null,null,{"$f":"IF(末端2!D11=\"\",\"\",末端2!D11)","v":"使用水量（L/min）"},null,{"$f":"IF(末端2!F11=\"\",\"\",末端2!F11)","v":"使用水量（L/sec）"}]
[null,null,{"$f":"IF(末端2!B12=\"\",\"\",末端2!B12)","v":1},{"$f":"IF(末端2!C12=\"\",\"\",末端2!C12)","v":"台所流し"},null,null,{"$f":"IF(末端2!D12=\"\",\"\",末端2!D12)","v":12},{"$f":"IF(末端2!E12=\"\",\"\",末端2!E12)","v":"L/min"},{"$f":"IF(末端2!F12=\"\",\"\",末端2!F12)","v":0.2},{"$f":"IF(末端2!G12=\"\",\"\",末端2!G12)","v":"L/sec"}]
[null,null,{"$f":"IF(末端2!B13=\"\",\"\",末端2!B13)","v":2},{"$f":"IF(末端2!C13=\"\",\"\",末端2!C13)","v":"洗たく流し"},null,null,{"$f":"IF(末端2!D13=\"\",\"\",末端2!D13)","v":12},{"$f":"IF(末端2!E13=\"\",\"\",末端2!E13)","v":"L/min"},{"$f":"IF(末端2!F13=\"\",\"\",末端2!F13)","v":0.2},{"$f":"IF(末端2!G13=\"\",\"\",末端2!G13)","v":"L/sec"}]
[null,null,{"$f":"IF(末端2!B14=\"\",\"\",末端2!B14)","v":3},{"$f":"IF(末端2!C14=\"\",\"\",末端2!C14)","v":"洗面器"},null,null,{"$f":"IF(末端2!D14=\"\",\"\",末端2!D14)","v":8},{"$f":"IF(末端2!E14=\"\",\"\",末端2!E14)","v":"L/min"},{"$f":"IF(末端2!F14=\"\",\"\",末端2!F14)","v":0.13},{"$f":"IF(末端2!G14=\"\",\"\",末端2!G14)","v":"L/sec"}]
[null,null,{"$f":"IF(末端2!B15=\"\",\"\",末端2!B15)","v":4},{"$f":"IF(末端2!C15=\"\",\"\",末端2!C15)","v":"浴槽（和式）"},null,null,{"$f":"IF(末端2!D15=\"\",\"\",末端2!D15)","v":20},{"$f":"IF(末端2!E15=\"\",\"\",末端2!E15)","v":"L/min"},{"$f":"IF(末端2!F15=\"\",\"\",末端2!F15)","v":0.33},{"$f":"IF(末端2!G15=\"\",\"\",末端2!G15)","v":"L/sec"}]
[null,null,{"$f":"IF(末端2!B16=\"\",\"\",末端2!B16)","v":5},{"$f":"IF(末端2!C16=\"\",\"\",末端2!C16)","v":"浴槽（洋式）"},null,null,{"$f":"IF(末端2!D16=\"\",\"\",末端2!D16)","v":30},{"$f":"IF(末端2!E16=\"\",\"\",末端2!E16)","v":"L/min"},{"$f":"IF(末端2!F16=\"\",\"\",末端2!F16)","v":0.5},{"$f":"IF(末端2!G16=\"\",\"\",末端2!G16)","v":"L/sec"}]
[null,null,{"$f":"IF(末端2!B17=\"\",\"\",末端2!B17)","v":6},{"$f":"IF(末端2!C17=\"\",\"\",末端2!C17)","v":"シャワー"},null,null,{"$f":"IF(末端2!D17=\"\",\"\",末端2!D17)","v":8},{"$f":"IF(末端2!E17=\"\",\"\",末端2!E17)","v":"L/min"},{"$f":"IF(末端2!F17=\"\",\"\",末端2!F17)","v":0.13},{"$f":"IF(末端2!G17=\"\",\"\",末端2!G17)","v":"L/sec"}]
[null,null,{"$f":"IF(末端2!B18=\"\",\"\",末端2!B18)","v":7},{"$f":"IF(末端2!C18=\"\",\"\",末端2!C18)","v":"小便器（洗浄水槽）"},null,null,{"$f":"IF(末端2!D18=\"\",\"\",末端2!D18)","v":12},{"$f":"IF(末端2!E18=\"\",\"\",末端2!E18)","v":"L/min"},{"$f":"IF(末端2!F18=\"\",\"\",末端2!F18)","v":0.2},{"$f":"IF(末端2!G18=\"\",\"\",末端2!G18)","v":"L/sec"}]
[null,null,{"$f":"IF(末端2!B19=\"\",\"\",末端2!B19)","v":8},{"$f":"IF(末端2!C19=\"\",\"\",末端2!C19)","v":"小便器（洗浄弁）"},null,null,{"$f":"IF(末端2!D19=\"\",\"\",末端2!D19)","v":15},{"$f":"IF(末端2!E19=\"\",\"\",末端2!E19)","v":"L/min"},{"$f":"IF(末端2!F19=\"\",\"\",末端2!F19)","v":0.25},{"$f":"IF(末端2!G19=\"\",\"\",末端2!G19)","v":"L/sec"}]
[null,null,{"$f":"IF(末端2!B20=\"\",\"\",末端2!B20)","v":9},{"$f":"IF(末端2!C20=\"\",\"\",末端2!C20)","v":"大便器（洗浄水槽）"},null,null,{"$f":"IF(末端2!D20=\"\",\"\",末端2!D20)","v":12},{"$f":"IF(末端2!E20=\"\",\"\",末端2!E20)","v":"L/min"},{"$f":"IF(末端2!F20=\"\",\"\",末端2!F20)","v":0.2},{"$f":"IF(末端2!G20=\"\",\"\",末端2!G20)","v":"L/sec"}]
[null,null,{"$f":"IF(末端2!B21=\"\",\"\",末端2!B21)","v":10},{"$f":"IF(末端2!C21=\"\",\"\",末端2!C21)","v":"大便器（洗浄弁）"},null,null,{"$f":"IF(末端2!D21=\"\",\"\",末端2!D21)","v":70},{"$f":"IF(末端2!E21=\"\",\"\",末端2!E21)","v":"L/min"},{"$f":"IF(末端2!F21=\"\",\"\",末端2!F21)","v":1.17},{"$f":"IF(末端2!G21=\"\",\"\",末端2!G21)","v":"L/sec"}]
[null,null,{"$f":"IF(末端2!B22=\"\",\"\",末端2!B22)","v":"合計"},null,null,null,{"$f":"IF(末端2!D22=\"\",\"\",末端2!D22)","v":32},{"$f":"IF(末端2!E22=\"\",\"\",末端2!E22)","v":"L/min"},{"$f":"IF(末端2!F22=\"\",\"\",末端2!F22)","v":0.53},{"$f":"IF(末端2!G22=\"\",\"\",末端2!G22)","v":"L/sec"}]
[]
[null,"＜末端3＞給水用具の所要水頭"]
[]
[null,"●給水用具の所要水頭（必要圧力）の設定"]
[null,null,{"$f":"IF(末端3!$B$29=\"区間計算後に比較\",\"区間計算後に比較\",IF(末端3!$B$29=\"区間計算に含める\",\"区間計算に含める\",\"考慮しない\"))","v":"区間計算後に比較"}]
[]
[null,null,{"$f":"IF(OR(末端3!$B$29<>\"区間計算後に比較\",末端3!$C$29=\"\"),\"\",末端3!$C$29)","v":0.03},{"$f":"IF(末端3!$B$29<>\"区間計算後に比較\",\"\",末端3!$D$29)","v":"MPa"}]
[]
[null,"＜末端4>安全率-末端世帯"]
[]
[null,"●安全率の設定"]
[null,null,{"$f":"IF(末端4!$B$15=\"設定する\",\"設定する\",\"設定しない\")","v":"設定する"}]
[]
[null,null,{"$f":"IF(OR(末端4!$B$15<>\"設定する\",末端4!$C$15=\"\"),\"\",末端4!$C$15)","v":10},{"$f":"IF(末端4!$B$15<>\"設定する\",\"\",末端4!$D$15)","v":"％"}]
[]
[null,"＜末端5＞量水器の適正使用範囲-末端世帯"]
[]
[null,"●量水器の適正使用範囲と同時使用水量との比較"]
[null,null,{"$f":"IF(末端5!$B$22=\"上限のみ比較\",\"上限のみ比較\",IF(末端5!$B$22=\"上限と下限を比較\",\"上限と下限を比較\",\"記載しない\"))","v":"上限と下限を比較"}]
[]
[null,null,"量水器口径"]
[null,null,{"$f":"IF(OR(末端5!$B$22=\"\",末端5!$B$22=\"記載しない\",末端5!$E$22=\"\"),\"\",末端5!$E$22)","v":25}]
[]
[null,null,{"$f":"末端5!$B$26","v":"流量下限"},null,{"$f":"末端5!$D$26","v":"比較"},{"$f":"末端5!$E$26","v":"同時使用水量"},null,{"$f":"末端5!$G$26","v":"比較"},{"$f":"末端5!$H$26","v":"流量上限"}]
[null,null,{"$f":"末端5!$B$27","v":0.06},{"$f":"末端5!$C$27","v":"L/sec"},{"$f":"末端5!$D$27","v":"<"},{"$f":"末端5!$E$27","v":0.53},{"$f":"末端5!$F$27","v":"L/sec"},{"$f":"末端5!$G$27","v":"<"},{"$f":"末端5!$H$27","v":0.69},{"$f":"末端5!$I$27","v":"L/sec"}]
[]
[null,"＜末端6＞流速-末端世帯"]
[]
[null,"●流速の比較"]
[null,null,{"$f":"IF(末端6!$B$15=\"記載する\",\"記載する\",\"記載しない\")","v":"記載する"}]
[]
[null,null,{"$f":"IF(OR(末端6!$B$15<>\"記載する\",末端6!$C$15=\"\"),\"\",末端6!$C$15)","v":2},{"$f":"IF(末端6!$B$15<>\"記載する\",\"\",末端6!$D$15)","v":"m/sec"}]
[]
[null,"＜幹栓1＞戸数と居住人数"]
[]
[null,"●計画使用水量の算出方法"]
[null,null,{"$f":"IF(幹栓1!$B$15=\"居住人数\",\"居住人数\",\"戸数\")","v":"戸数"}]
[]
[null,null,{"$f":"IF(幹栓1!$C$15=\"\",\"\",幹栓1!$C$15)","v":12},{"$f":"幹栓1!$D$15","v":"戸"}]
[]
[null,null,"同時使用水量"]
[null,null,{"$f":"IF(幹栓1!$B$19=\"\",\"\",幹栓1!$B$19)","v":100.4},"L/min"]
[null,null,{"$f":"IF(幹栓1!$B$20=\"\",\"\",幹栓1!$B$20)","v":1.67},"L/sec"]
[]
[null,"＜幹栓2>安全率-幹栓"]
[]
[null,"●安全率の設定"]
[null,null,{"$f":"IF(幹栓2!$B$15=\"設定する\",\"設定する\",\"設定しない\")","v":"設定する"}]
[]
[null,null,{"$f":"IF(OR(幹栓2!$B$15<>\"設定する\",幹栓2!$C$15=\"\"),\"\",幹栓2!$C$15)","v":10},{"$f":"IF(幹栓2!$B$15<>\"設定する\",\"\",幹栓2!$D$15)","v":"％"}]
[]
[null,"＜幹栓3＞量水器の適正使用範囲-幹栓"]
[]
[null,"●量水器の適正使用範囲と同時使用水量との比較"]
[null,null,{"$f":"IF(幹栓3!$B$22=\"上限のみ比較\",\"上限のみ比較\",IF(幹栓3!$B$22=\"上限と下限を比較\",\"上限と下限を比較\",\"記載しない\"))","v":"上限と下限を比較"}]
[]
[null,null,"量水器口径"]
[null,null,{"$f":"IF(OR(幹栓3!$B$22=\"\",幹栓3!$B$22=\"記載しない\",幹栓3!$E$22=\"\"),\"\",幹栓3!$E$22)","v":50}]
[]
[null,null,{"$f":"幹栓3!$B$26","v":"流量下限"},null,{"$f":"幹栓3!$D$26","v":"比較"},{"$f":"幹栓3!$E$26","v":"同時使用水量"},null,{"$f":"幹栓3!$G$26","v":"比較"},{"$f":"幹栓3!$H$26","v":"流量上限"}]
[null,null,{"$f":"幹栓3!$B$27","v":0.35},{"$f":"幹栓3!$C$27","v":"L/sec"},{"$f":"幹栓3!$D$27","v":"<"},{"$f":"幹栓3!$E$27","v":1.67},{"$f":"幹栓3!$F$27","v":"L/sec"},{"$f":"幹栓3!$G$27","v":"<"},{"$f":"幹栓3!$H$27","v":4.72},{"$f":"幹栓3!$I$27","v":"L/sec"}]
[]
[null,"＜幹栓4＞流速-幹栓"]
[]
[null,"●流速の比較"]
[null,null,{"$f":"IF(幹栓4!$B$15=\"記載する\",\"記載する\",\"記載しない\")","v":"記載する"}]
[]
[null,null,{"$f":"IF(OR(幹栓4!$B$15<>\"記載する\",幹栓4!$C$15=\"\"),\"\",幹栓4!$C$15)","v":2},{"$f":"IF(幹栓4!$B$15<>\"記載する\",\"\",幹栓4!$D$15)","v":"m/sec"}]

{"sheet":"入力項目一覧表紙有末端無","index":60,"n_rows":88,"n_cols":10,"rows_kept":88,"cut":false,"hidden":true,"merged":[[79,5,79,6],[79,8,79,9],[85,2,85,3],[56,2,56,3],[60,2,60,3],[67,2,67,3],[74,2,74,3],[76,2,76,3],[77,2,77,3],[79,2,79,3],[44,2,44,3],[46,2,46,9],[47,2,47,9],[22,2,22,9],[25,2,25,3],[27,2,27,9],[37,2,37,3],[40,2,40,3],[43,2,43,3],[20,2,20,3],[5,2,5,3],[10,2,10,3],[12,2,12,9],[15,2,15,3],[17,2,17,9]]}
[null,"入力項目一覧"]
[]
[null,"＜共通1＞水理計算書の表紙"]
[]
[null,"●水理計算書の表紙"]
[null,null,{"$f":"IF(共通1!$B$13=\"作成しない\",\"作成しない\",\"作成する\")","v":"作成する"}]
[]
[null,"＜共通2＞基本情報の入力"]
[]
[null,"●名称"]
[null,null,{"$f":"IF(共通2!$D$9=\"記載しない\",\"記載しない\",\"記載する\")","v":"記載する"}]
[]
[null,null,{"$f":"IF(OR(共通2!$D$9=\"記載しない\",共通2!$D$11=\"\"),\"\",共通2!$D$11)","v":"テストアパート"}]
[]
[null,"●工事場所"]
[null,null,{"$f":"IF(共通2!$D$13=\"記載しない\",\"記載しない\",\"記載する\")","v":"記載する"}]
[]
[null,null,{"$f":"IF(OR(共通2!$D$13=\"記載しない\",共通2!$D$15=\"\"),\"\",共通2!$D$15)","v":"千葉県某市某町1-2-3"}]
[]
[null,"●用途"]
[null,null,{"$f":"IF(共通2!$D$17=\"記載しない\",\"記載しない\",\"記載する\")","v":"記載する"}]
[]
[null,null,{"$f":"IF(OR(共通2!$D$17=\"記載しない\",共通2!$D$19=\"\"),\"\",共通2!$D$19)","v":"２階建てアパート"}]
[]
[null,"●給水方式"]
[null,null,{"$f":"IF(共通2!$D$21=\"記載しない\",\"記載しない\",\"記載する\")","v":"記載する"}]
[]
[null,null,{"$f":"IF(OR(共通2!$D$21=\"記載しない\",共通2!$D$23=\"\"),\"\",共通2!$D$23)","v":"直結直圧式"}]
[]
[null,"＜共通3＞配水管の水圧"]
[]
[null,"●配水管の最小動水圧（設計水圧）"]
[null,null,{"$f":"IF(共通3!$C$9=\"\",\"\",共通3!$C$9)","v":0.19600000000000001},{"$f":"IF(共通3!$D$9=\"\",\"MPa\",共通3!$D$9)","v":"MPa"}]
[]
[null,"＜共通4＞末端世帯の取り扱い"]
[]
[null,"●末端世帯の計算"]
[null,null,{"$f":"IF(共通4!$B$7=\"\",\"考慮しない\",共通4!$B$7)","v":"水頭計算する"}]
[]
[null,null,"※以下の3項目は、「所要水頭を入力する」の場合のみ。"]
[null,null,"所要水頭"]
[null,null,{"$f":"IF(OR(共通4!$B$7<>\"所要水頭を入力する\",共通4!$B$38=\"\"),\"\",共通4!$B$38)","v":""},{"$f":"IF(共通4!$B$7<>\"所要水頭を入力する\",\"\",IF(共通4!$C$38=\"水頭（m）\",\"m\",\"MPa\"))","v":""}]
[]
[null,null,"内訳の付記"]
[null,null,{"$f":"IF(共通4!$B$7<>\"所要水頭を入力する\",\"\",IF(共通4!$B$51=\"付記する\",\"付記する\",\"付記しない\"))","v":""}]
[]
[null,null,"内訳"]
[null,null,{"$f":"IF(AND(共通4!$B$7=\"所要水頭を入力する\",共通4!$B$51=\"付記する\",共通4!$B$54<>\"\"),共通4!$B$54,\"\")","v":""}]
[]
[null,"＜末端1＞～＜末端6＞"]
[]
[null,"※末端世帯の水頭計算を行わないため、入力不要。"]
[]
[null,"＜幹栓1＞戸数と居住人数"]
[]
[null,"●計画使用水量の算出方法"]
[null,null,{"$f":"IF(幹栓1!$B$15=\"居住人数\",\"居住人数\",\"戸数\")","v":"戸数"}]
[]
[null,null,{"$f":"IF(幹栓1!$C$15=\"\",\"\",幹栓1!$C$15)","v":12},{"$f":"幹栓1!$D$15","v":"戸"}]
[]
[null,null,"同時使用水量"]
[null,null,{"$f":"IF(幹栓1!$B$19=\"\",\"\",幹栓1!$B$19)","v":100.4},"L/min"]
[null,null,{"$f":"IF(幹栓1!$B$20=\"\",\"\",幹栓1!$B$20)","v":1.67},"L/sec"]
[]
[null,"＜幹栓2>安全率-幹栓"]
[]
[null,"●安全率の設定"]
[null,null,{"$f":"IF(幹栓2!$B$15=\"設定する\",\"設定する\",\"設定しない\")","v":"設定する"}]
[]
[null,null,{"$f":"IF(OR(幹栓2!$B$15<>\"設定する\",幹栓2!$C$15=\"\"),\"\",幹栓2!$C$15)","v":10},{"$f":"IF(幹栓2!$B$15<>\"設定する\",\"\",幹栓2!$D$15)","v":"％"}]
[]
[null,"＜幹栓3＞量水器の適正使用範囲-幹栓"]
[]
[null,"●量水器の適正使用範囲と同時使用水量との比較"]
[null,null,{"$f":"IF(幹栓3!$B$22=\"上限のみ比較\",\"上限のみ比較\",IF(幹栓3!$B$22=\"上限と下限を比較\",\"上限と下限を比較\",\"記載しない\"))","v":"上限と下限を比較"}]
[]
[null,null,"量水器口径"]
[null,null,{"$f":"IF(OR(幹栓3!$B$22=\"\",幹栓3!$B$22=\"記載しない\",幹栓3!$E$22=\"\"),\"\",幹栓3!$E$22)","v":50}]
[]
[null,null,{"$f":"幹栓3!$B$26","v":"流量下限"},null,{"$f":"幹栓3!$D$26","v":"比較"},{"$f":"幹栓3!$E$26","v":"同時使用水量"},null,{"$f":"幹栓3!$G$26","v":"比較"},{"$f":"幹栓3!$H$26","v":"流量上限"}]
[null,null,{"$f":"幹栓3!$B$27","v":0.35},{"$f":"幹栓3!$C$27","v":"L/sec"},{"$f":"幹栓3!$D$27","v":"<"},{"$f":"幹栓3!$E$27","v":1.67},{"$f":"幹栓3!$F$27","v":"L/sec"},{"$f":"幹栓3!$G$27","v":"<"},{"$f":"幹栓3!$H$27","v":4.72},{"$f":"幹栓3!$I$27","v":"L/sec"}]
[]
[null,"＜幹栓4＞流速-幹栓"]
[]
[null,"●流速の比較"]
[null,null,{"$f":"IF(幹栓4!$B$15=\"記載する\",\"記載する\",\"記載しない\")","v":"記載する"}]
[]
[null,null,{"$f":"IF(OR(幹栓4!$B$15<>\"記載する\",幹栓4!$C$15=\"\"),\"\",幹栓4!$C$15)","v":2},{"$f":"IF(幹栓4!$B$15<>\"記載する\",\"\",幹栓4!$D$15)","v":"m/sec"}]

{"sheet":"入力項目一覧表紙無末端有","index":61,"n_rows":106,"n_cols":10,"rows_kept":106,"cut":false,"hidden":true,"merged":[[103,2,103,3],[61,8,61,9],[67,2,67,3],[74,2,74,3],[78,2,78,3],[85,2,85,3],[92,2,92,3],[61,5,61,6],[94,2,94,3],[95,2,95,3],[97,2,97,3],[97,5,97,6],[97,8,97,9],[49,2,49,3],[56,2,56,3],[58,2,58,3],[59,2,59,3],[61,2,61,3],[5,2,5,3],[42,2,42,3],[26,2,26,3],[28,2,28,9],[29,2,29,9],[19,2,19,3],[22,2,22,3],[25,2,25,3]]}
[null,"入力項目一覧"]
[]
[null,"＜共通1＞水理計算書の表紙"]
[]
[null,"●水理計算書の表紙"]
[null,null,{"$f":"IF(共通1!$B$13=\"作成しない\",\"作成しない\",\"作成する\")","v":"作成する"}]
[]
[null,"＜共通2＞基本情報の入力"]
[]
[null,"※表紙を作成しないため、入力不要。"]
[]
[null,"＜共通3＞配水管の水圧"]
[]
[null,"●配水管の最小動水圧（設計水圧）"]
[null,null,{"$f":"IF(共通3!$C$9=\"\",\"\",共通3!$C$9)","v":0.19600000000000001},{"$f":"IF(共通3!$D$9=\"\",\"MPa\",共通3!$D$9)","v":"MPa"}]
[]
[null,"＜共通4＞末端世帯の取り扱い"]
[]
[null,"●末端世帯の計算"]
[null,null,{"$f":"IF(共通4!$B$7=\"\",\"考慮しない\",共通4!$B$7)","v":"水頭計算する"}]
[]
[null,null,"※以下の3項目は、「所要水頭を入力する」の場合のみ。"]
[null,null,"所要水頭"]
[null,null,{"$f":"IF(OR(共通4!$B$7<>\"所要水頭を入力する\",共通4!$B$38=\"\"),\"\",共通4!$B$38)","v":""},{"$f":"IF(共通4!$B$7<>\"所要水頭を入力する\",\"\",IF(共通4!$C$38=\"水頭（m）\",\"m\",\"MPa\"))","v":""}]
[]
[null,null,"内訳の付記"]
[null,null,{"$f":"IF(共通4!$B$7<>\"所要水頭を入力する\",\"\",IF(共通4!$B$51=\"付記する\",\"付記する\",\"付記しない\"))","v":""}]
[]
[null,null,"内訳"]
[null,null,{"$f":"IF(AND(共通4!$B$7=\"所要水頭を入力する\",共通4!$B$51=\"付記する\",共通4!$B$54<>\"\"),共通4!$B$54,\"\")","v":""}]
[]
[null,"＜末端1＞末端給水用具数"]
[]
[null,"※表紙を作成しないため、入力不要。"]
[]
[null,"＜末端2＞同時使用給水用具"]
[]
[null,"※表紙を作成しないため、入力不要。"]
[]
[null,"＜末端3＞給水用具の所要水頭"]
[]
[null,"●給水用具の所要水頭（必要圧力）の設定"]
[null,null,{"$f":"IF(末端3!$B$29=\"区間計算後に比較\",\"区間計算後に比較\",IF(末端3!$B$29=\"区間計算に含める\",\"区間計算に含める\",\"考慮しない\"))","v":"区間計算後に比較"}]
[]
[null,null,{"$f":"IF(OR(末端3!$B$29<>\"区間計算後に比較\",末端3!$C$29=\"\"),\"\",末端3!$C$29)","v":0.03},{"$f":"IF(末端3!$B$29<>\"区間計算後に比較\",\"\",末端3!$D$29)","v":"MPa"}]
[]
[null,"＜末端4>安全率-末端世帯"]
[]
[null,"●安全率の設定"]
[null,null,{"$f":"IF(末端4!$B$15=\"設定する\",\"設定する\",\"設定しない\")","v":"設定する"}]
[]
[null,null,{"$f":"IF(OR(末端4!$B$15<>\"設定する\",末端4!$C$15=\"\"),\"\",末端4!$C$15)","v":10},{"$f":"IF(末端4!$B$15<>\"設定する\",\"\",末端4!$D$15)","v":"％"}]
[]
[null,"＜末端5＞量水器の適正使用範囲-末端世帯"]
[]
[null,"●量水器の適正使用範囲と同時使用水量との比較"]
[null,null,{"$f":"IF(末端5!$B$22=\"上限のみ比較\",\"上限のみ比較\",IF(末端5!$B$22=\"上限と下限を比較\",\"上限と下限を比較\",\"記載しない\"))","v":"上限と下限を比較"}]
[]
[null,null,"量水器口径"]
[null,null,{"$f":"IF(OR(末端5!$B$22=\"\",末端5!$B$22=\"記載しない\",末端5!$E$22=\"\"),\"\",末端5!$E$22)","v":25}]
[]
[null,null,{"$f":"末端5!$B$26","v":"流量下限"},null,{"$f":"末端5!$D$26","v":"比較"},{"$f":"末端5!$E$26","v":"同時使用水量"},null,{"$f":"末端5!$G$26","v":"比較"},{"$f":"末端5!$H$26","v":"流量上限"}]
[null,null,{"$f":"末端5!$B$27","v":0.06},{"$f":"末端5!$C$27","v":"L/sec"},{"$f":"末端5!$D$27","v":"<"},{"$f":"末端5!$E$27","v":0.53},{"$f":"末端5!$F$27","v":"L/sec"},{"$f":"末端5!$G$27","v":"<"},{"$f":"末端5!$H$27","v":0.69},{"$f":"末端5!$I$27","v":"L/sec"}]
[]
[null,"＜末端6＞流速-末端世帯"]
[]
[null,"●流速の比較"]
[null,null,{"$f":"IF(末端6!$B$15=\"記載する\",\"記載する\",\"記載しない\")","v":"記載する"}]
[]
[null,null,{"$f":"IF(OR(末端6!$B$15<>\"記載する\",末端6!$C$15=\"\"),\"\",末端6!$C$15)","v":2},{"$f":"IF(末端6!$B$15<>\"記載する\",\"\",末端6!$D$15)","v":"m/sec"}]
[]
[null,"＜幹栓1＞戸数と居住人数"]
[]
[null,"●計画使用水量の算出方法"]
[null,null,{"$f":"IF(幹栓1!$B$15=\"居住人数\",\"居住人数\",\"戸数\")","v":"戸数"}]
[]
[null,null,{"$f":"IF(幹栓1!$C$15=\"\",\"\",幹栓1!$C$15)","v":12},{"$f":"幹栓1!$D$15","v":"戸"}]
[]
[null,null,"同時使用水量"]
[null,null,{"$f":"IF(幹栓1!$B$19=\"\",\"\",幹栓1!$B$19)","v":100.4},"L/min"]
[null,null,{"$f":"IF(幹栓1!$B$20=\"\",\"\",幹栓1!$B$20)","v":1.67},"L/sec"]
[]
[null,"＜幹栓2>安全率-幹栓"]
[]
[null,"●安全率の設定"]
[null,null,{"$f":"IF(幹栓2!$B$15=\"設定する\",\"設定する\",\"設定しない\")","v":"設定する"}]
[]
[null,null,{"$f":"IF(OR(幹栓2!$B$15<>\"設定する\",幹栓2!$C$15=\"\"),\"\",幹栓2!$C$15)","v":10},{"$f":"IF(幹栓2!$B$15<>\"設定する\",\"\",幹栓2!$D$15)","v":"％"}]
[]
[null,"＜幹栓3＞量水器の適正使用範囲-幹栓"]
[]
[null,"●量水器の適正使用範囲と同時使用水量との比較"]
[null,null,{"$f":"IF(幹栓3!$B$22=\"上限のみ比較\",\"上限のみ比較\",IF(幹栓3!$B$22=\"上限と下限を比較\",\"上限と下限を比較\",\"記載しない\"))","v":"上限と下限を比較"}]
[]
[null,null,"量水器口径"]
[null,null,{"$f":"IF(OR(幹栓3!$B$22=\"\",幹栓3!$B$22=\"記載しない\",幹栓3!$E$22=\"\"),\"\",幹栓3!$E$22)","v":50}]
[]
[null,null,{"$f":"幹栓3!$B$26","v":"流量下限"},null,{"$f":"幹栓3!$D$26","v":"比較"},{"$f":"幹栓3!$E$26","v":"同時使用水量"},null,{"$f":"幹栓3!$G$26","v":"比較"},{"$f":"幹栓3!$H$26","v":"流量上限"}]
[null,null,{"$f":"幹栓3!$B$27","v":0.35},{"$f":"幹栓3!$C$27","v":"L/sec"},{"$f":"幹栓3!$D$27","v":"<"},{"$f":"幹栓3!$E$27","v":1.67},{"$f":"幹栓3!$F$27","v":"L/sec"},{"$f":"幹栓3!$G$27","v":"<"},{"$f":"幹栓3!$H$27","v":4.72},{"$f":"幹栓3!$I$27","v":"L/sec"}]
[]
[null,"＜幹栓4＞流速-幹栓"]
[]
[null,"●流速の比較"]
[null,null,{"$f":"IF(幹栓4!$B$15=\"記載する\",\"記載する\",\"記載しない\")","v":"記載する"}]
[]
[null,null,{"$f":"IF(OR(幹栓4!$B$15<>\"記載する\",幹栓4!$C$15=\"\"),\"\",幹栓4!$C$15)","v":2},{"$f":"IF(幹栓4!$B$15<>\"記載する\",\"\",幹栓4!$D$15)","v":"m/sec"}]

{"sheet":"入力項目一覧表紙無末端無","index":62,"n_rows":70,"n_cols":10,"rows_kept":70,"cut":false,"hidden":true,"merged":[[67,2,67,3],[56,2,56,3],[58,2,58,3],[59,2,59,3],[61,2,61,3],[61,8,61,9],[26,2,26,3],[28,2,28,9],[29,2,29,9],[38,2,38,3],[42,2,42,3],[49,2,49,3],[19,2,19,3],[22,2,22,3],[25,2,25,3],[5,2,5,3],[61,5,61,6]]}
[null,"入力項目一覧"]
[]
[null,"＜共通1＞水理計算書の表紙"]
[]
[null,"●水理計算書の表紙"]
[null,null,{"$f":"IF(共通1!$B$13=\"作成しない\",\"作成しない\",\"作成する\")","v":"作成する"}]
[]
[null,"＜共通2＞基本情報の入力"]
[]
[null,"※表紙を作成しないため、入力不要。"]
[]
[null,"＜共通3＞配水管の水圧"]
[]
[null,"●配水管の最小動水圧（設計水圧）"]
[null,null,{"$f":"IF(共通3!$C$9=\"\",\"\",共通3!$C$9)","v":0.19600000000000001},{"$f":"IF(共通3!$D$9=\"\",\"MPa\",共通3!$D$9)","v":"MPa"}]
[]
[null,"＜共通4＞末端世帯の取り扱い"]
[]
[null,"●末端世帯の計算"]
[null,null,{"$f":"IF(共通4!$B$7=\"\",\"考慮しない\",共通4!$B$7)","v":"水頭計算する"}]
[]
[null,null,"※以下の3項目は、「所要水頭を入力する」の場合のみ。"]
[null,null,"所要水頭"]
[null,null,{"$f":"IF(OR(共通4!$B$7<>\"所要水頭を入力する\",共通4!$B$38=\"\"),\"\",共通4!$B$38)","v":""},{"$f":"IF(共通4!$B$7<>\"所要水頭を入力する\",\"\",IF(共通4!$C$38=\"水頭（m）\",\"m\",\"MPa\"))","v":""}]
[]
[null,null,"内訳の付記"]
[null,null,{"$f":"IF(共通4!$B$7<>\"所要水頭を入力する\",\"\",IF(共通4!$B$51=\"付記する\",\"付記する\",\"付記しない\"))","v":""}]
[]
[null,null,"内訳"]
[null,null,{"$f":"IF(AND(共通4!$B$7=\"所要水頭を入力する\",共通4!$B$51=\"付記する\",共通4!$B$54<>\"\"),共通4!$B$54,\"\")","v":""}]
[]
[null,"＜末端1＞～＜末端6＞"]
[]
[null,"※末端世帯の水頭計算を行わないため、入力不要。"]
[]
[null,"＜幹栓1＞戸数と居住人数"]
[]
[null,"●計画使用水量の算出方法"]
[null,null,{"$f":"IF(幹栓1!$B$15=\"居住人数\",\"居住人数\",\"戸数\")","v":"戸数"}]
[]
[null,null,{"$f":"IF(幹栓1!$C$15=\"\",\"\",幹栓1!$C$15)","v":12},{"$f":"幹栓1!$D$15","v":"戸"}]
[]
[null,null,"同時使用水量"]
[null,null,{"$f":"IF(幹栓1!$B$19=\"\",\"\",幹栓1!$B$19)","v":100.4},"L/min"]
[null,null,{"$f":"IF(幹栓1!$B$20=\"\",\"\",幹栓1!$B$20)","v":1.67},"L/sec"]
[]
[null,"＜幹栓2>安全率-幹栓"]
[]
[null,"●安全率の設定"]
[null,null,{"$f":"IF(幹栓2!$B$15=\"設定する\",\"設定する\",\"設定しない\")","v":"設定する"}]
[]
[null,null,{"$f":"IF(OR(幹栓2!$B$15<>\"設定する\",幹栓2!$C$15=\"\"),\"\",幹栓2!$C$15)","v":10},{"$f":"IF(幹栓2!$B$15<>\"設定する\",\"\",幹栓2!$D$15)","v":"％"}]
[]
[null,"＜幹栓3＞量水器の適正使用範囲-幹栓"]
[]
[null,"●量水器の適正使用範囲と同時使用水量との比較"]
[null,null,{"$f":"IF(幹栓3!$B$22=\"上限のみ比較\",\"上限のみ比較\",IF(幹栓3!$B$22=\"上限と下限を比較\",\"上限と下限を比較\",\"記載しない\"))","v":"上限と下限を比較"}]
[]
[null,null,"量水器口径"]
[null,null,{"$f":"IF(OR(幹栓3!$B$22=\"\",幹栓3!$B$22=\"記載しない\",幹栓3!$E$22=\"\"),\"\",幹栓3!$E$22)","v":50}]
[]
[null,null,{"$f":"幹栓3!$B$26","v":"流量下限"},null,{"$f":"幹栓3!$D$26","v":"比較"},{"$f":"幹栓3!$E$26","v":"同時使用水量"},null,{"$f":"幹栓3!$G$26","v":"比較"},{"$f":"幹栓3!$H$26","v":"流量上限"}]
[null,null,{"$f":"幹栓3!$B$27","v":0.35},{"$f":"幹栓3!$C$27","v":"L/sec"},{"$f":"幹栓3!$D$27","v":"<"},{"$f":"幹栓3!$E$27","v":1.67},{"$f":"幹栓3!$F$27","v":"L/sec"},{"$f":"幹栓3!$G$27","v":"<"},{"$f":"幹栓3!$H$27","v":4.72},{"$f":"幹栓3!$I$27","v":"L/sec"}]
[]
[null,"＜幹栓4＞流速-幹栓"]
[]
[null,"●流速の比較"]
[null,null,{"$f":"IF(幹栓4!$B$15=\"記載する\",\"記載する\",\"記載しない\")","v":"記載する"}]
[]
[null,null,{"$f":"IF(OR(幹栓4!$B$15<>\"記載する\",幹栓4!$C$15=\"\"),\"\",幹栓4!$C$15)","v":2},{"$f":"IF(幹栓4!$B$15<>\"記載する\",\"\",幹栓4!$D$15)","v":"m/sec"}]

{"sheet":"同時使用","index":63,"n_rows":35,"n_cols":3,"rows_kept":35,"cut":false,"hidden":false,"merged":[[1,1,1,2]]}
[]
[null,"同時使用率を考慮した末端給水用具数"]
[null,"総末端給水用具数","同時に使用する\n末端給水用具数"]
[null,1,1]
[null,2,2]
[null,3,2]
[null,4,2]
[null,5,3]
[null,6,3]
[null,7,3]
[null,8,3]
[null,9,3]
[null,10,3]
[null,11,4]
[null,12,4]
[null,13,4]
[null,14,4]
[null,15,4]
[null,16,5]
[null,17,5]
[null,18,5]
[null,19,5]
[null,20,5]
[null,21,6]
[null,22,6]
[null,23,6]
[null,24,6]
[null,25,6]
[null,26,6]
[null,27,6]
[null,28,6]
[null,29,6]
[null,30,6]
[]
[null,"※「同時に使用する末端給水用具数」は、最大10栓まで対応しています。"]

{"sheet":"使用水量","index":64,"n_rows":55,"n_cols":9,"rows_kept":55,"cut":false,"hidden":false,"merged":[[1,1,1,6]]}
[]
[null,"種類別吐水量と対応する末端給水用具の口径",null,null,null,null,null,"↓非表示にする"]
[null,"No","用途","使用水量","単位","L/sec","L/min","重複"]
[null,1,"台所流し",12,"L/min",{"$f":"IF(OR(D4=\"\",E4=\"\"),\"\",IF(E4=\"L/min\",ROUND(D4/60,2),D4))","v":0.2},{"$f":"IF(OR(D4=\"\",E4=\"\"),\"\",IF(E4=\"L/sec\",ROUND(D4*60,0),D4))","v":12},{"$f":"COUNTIF($C$4:$C$53,C4)","v":1},{"$f":"IF(H4<=1,\"\",\"「用途」の項目が重複しています\")","v":""}]
[null,2,"洗たく流し",12,"L/min",0.2,12,1,""]
[null,3,"洗面器",8,"L/min",0.13,8,1,""]
[null,4,"浴槽（和式）",20,"L/min",0.33,20,1,""]
[null,5,"浴槽（洋式）",30,"L/min",0.5,30,1,""]
[null,6,"シャワー",8,"L/min",0.13,8,1,""]
[null,7,"小便器（洗浄水槽）",12,"L/min",0.2,12,1,""]
[null,8,"小便器（洗浄弁）",15,"L/min",0.25,15,1,""]
[null,9,"大便器（洗浄水槽）",12,"L/min",0.2,12,1,""]
[null,10,"大便器（洗浄弁）",70,"L/min",1.17,70,1,""]
[null,11,"手洗器",5,"L/min",0.08,5,1,""]
[null,12,"消火栓（小型）",130,"L/min",2.17,130,1,""]
[null,13,"散水",15,"L/min",0.25,15,1,""]
[null,14,"洗車",35,"L/min",0.57999999999999996,35,1,""]
[null,15,null,null,null,"","",0,""]
[null,16,null,null,null,"","",0,""]
[null,17,null,null,null,"","",0,""]
[null,18,null,null,null,"","",0,""]
[null,19,null,null,null,"","",0,""]
[null,20,null,null,null,"","",0,""]
[null,21,null,null,null,"","",0,""]
[null,22,null,null,null,"","",0,""]
[null,23,null,null,null,"","",0,""]
[null,24,null,null,null,"","",0,""]
[null,25,null,null,null,"","",0,""]
[null,26,null,null,null,"","",0,""]
[null,27,null,null,null,"","",0,""]
[null,28,null,null,null,"","",0,""]
[null,29,null,null,null,"","",0,""]
[null,30,null,null,null,"","",0,""]
[null,31,null,null,null,"","",0,""]
[null,32,null,null,null,"","",0,""]
[null,33,null,null,null,"","",0,""]
[null,34,null,null,null,"","",0,""]
[null,35,null,null,null,"","",0,""]
[null,36,null,null,null,"","",0,""]
[null,37,null,null,null,"","",0,""]
[null,38,null,null,null,"","",0,""]
[null,39,null,null,null,"","",0,""]
[null,40,null,null,null,"","",0,""]
[null,41,null,null,null,"","",0,""]
[null,42,null,null,null,"","",0,""]
[null,43,null,null,null,"","",0,""]
[null,44,null,null,null,"","",0,""]
[null,45,null,null,null,"","",0,""]
[null,46,null,null,null,"","",0,""]
[null,47,null,null,null,"","",0,""]
[null,48,null,null,null,"","",0,""]
[null,49,null,null,null,"","",0,""]
[null,50,null,null,null,"","",0,""]
[]
[null,"※「用途」の追加は、上から順に空白行を作らないようにしてください。"]

{"sheet":"計算公式","index":65,"n_rows":14,"n_cols":4,"rows_kept":14,"cut":false,"hidden":false,"merged":[[2,1,2,2],[7,1,7,2]]}
[]
[null,"ウエストン公式の適用範囲"]
[null,"口径",null,"条件"]
[null,50,"mm","以下"]
[null,null,null,{"$f":"IF($D$4<>\"\",\"\",\"※空白は「以下」として処理します。\")","v":""}]
[]
[null,"ヘーゼン・ウィリアムス公式の適用範囲"]
[null,"口径",null,"条件"]
[null,{"$f":"IF(B4=\"\",\"\",B4)","v":50},"mm",{"$f":"IF(OR(D4=\"\",D4=\"以下\"),\"超\",\"以上\")","v":"超"}]
[]
[]
[null,"C値の設定（ヘーゼン・ウィリアムス公式で使用）"]
[null,"C値"]
[null,100]

{"sheet":"内径設定","index":66,"n_rows":30,"n_cols":5,"rows_kept":30,"cut":false,"hidden":false,"merged":[[1,1,1,2]]}
[]
[null,"内径設定（単位：mm）",null,"↓非表示にする"]
[null,"入力値","設定値","重複"]
[null,13,13,{"$f":"COUNTIF($B$4:$B$26,B4)","v":1},{"$f":"IF(D4<=1,\"\",\"「入力値」が重複しています\")","v":""}]
[null,20,20,1,""]
[null,25,25,1,""]
[null,30,30,1,""]
[null,40,40,1,""]
[null,50,50,1,""]
[null,75,75,1,""]
[null,100,100,1,""]
[null,150,150,1,""]
[null,200,200,1,""]
[null,250,250,1,""]
[null,300,300,1,""]
[null,350,350,1,""]
[null,10,10,1,""]
[null,16,16,1,""]
[null,null,null,0,""]
[null,null,null,0,""]
[null,null,null,0,""]
[null,null,null,0,""]
[null,null,null,0,""]
[null,null,null,0,""]
[null,null,null,0,""]
[null,null,null,0,""]
[]
[null,"※「入力値」は、入力リストに載る値です。"]
[null,"※「設定値」は、計算に使用する値です。"]
[null,"※「入力値」の追加は、上から順に空白行を作らないようにしてください。"]

{"sheet":"量水器","index":67,"n_rows":27,"n_cols":10,"rows_kept":27,"cut":false,"hidden":false,"merged":[[1,1,1,9],[2,1,3,1],[2,2,3,2],[2,3,3,3],[2,4,3,4],[2,5,3,5],[2,6,2,7],[2,8,2,9]]}
[]
[null,"量水器適性使用範囲"]
[null,"量水器口径\n（単位：mm）","下限","単位","上限","単位","L/sec",null,"L/min"]
[null,null,null,null,null,null,"下限","上限","下限","上限"]
[null,{"$f":"IF(内径設定!B4=\"\",\"\",内径設定!B4)","v":13},0.1,"m3/h",1,"m3/h",{"$f":"IF(OR(C5=\"\",D5=\"\"),\"\",IF(D5=\"m3/h\",ROUND(C5*1000/3600,2),IF(D5=\"L/min\",ROUND(C5/60,2),C5)))","v":0.03},{"$f":"IF(OR(E5=\"\",F5=\"\"),\"\",IF(F5=\"m3/h\",ROUND(E5*1000/3600,2),IF(F5=\"L/min\",ROUND(E5/60,2),E5)))","v":0.28000000000000003},{"$f":"IF(OR(C5=\"\",D5=\"\"),\"\",IF(D5=\"m3/h\",ROUND(C5*1000/60,0),IF(D5=\"L/sec\",ROUND(C5*60,0),C5)))","v":2},{"$f":"IF(OR(E5=\"\",F5=\"\"),\"\",IF(F5=\"m3/h\",ROUND(E5*1000/60,0),IF(F5=\"L/sec\",ROUND(E5*60,0),E5)))","v":17}]
[null,{"$f":"IF(内径設定!B5=\"\",\"\",内径設定!B5)","v":20},0.2,"m3/h",1.6,"m3/h",0.06,0.44,3,27]
[null,{"$f":"IF(内径設定!B6=\"\",\"\",内径設定!B6)","v":25},0.23,"m3/h",2.5,"m3/h",0.06,0.69,4,42]
[null,{"$f":"IF(内径設定!B7=\"\",\"\",内径設定!B7)","v":30},0.4,"m3/h",4,"m3/h",0.11,1.1100000000000001,7,67]
[null,{"$f":"IF(内径設定!B8=\"\",\"\",内径設定!B8)","v":40},0.4,"m3/h",6.5,"m3/h",0.11,1.81,7,108]
[null,{"$f":"IF(内径設定!B9=\"\",\"\",内径設定!B9)","v":50},1.25,"m3/h",17,"m3/h",0.35,4.72,21,283]
[null,{"$f":"IF(内径設定!B10=\"\",\"\",内径設定!B10)","v":75},2.5,"m3/h",27.5,"m3/h",0.69,7.64,42,458]
[null,{"$f":"IF(内径設定!B11=\"\",\"\",内径設定!B11)","v":100},4,"m3/h",44,"m3/h",1.1100000000000001,12.22,67,733]
[null,{"$f":"IF(内径設定!B12=\"\",\"\",内径設定!B12)","v":150},0.63,"m3/h",312.5,"m3/h",0.18,86.81,11,5208]
[null,{"$f":"IF(内径設定!B13=\"\",\"\",内径設定!B13)","v":200},3.94,"m3/h",787.5,"m3/h",1.0900000000000001,218.75,66,13125]
[null,{"$f":"IF(内径設定!B14=\"\",\"\",内径設定!B14)","v":250},3.94,"m3/h",787.5,"m3/h",1.0900000000000001,218.75,66,13125]
[null,{"$f":"IF(内径設定!B15=\"\",\"\",内径設定!B15)","v":300},6.25,"m3/h",1250,"m3/h",1.74,347.22,104,20833]
[null,{"$f":"IF(内径設定!B16=\"\",\"\",内径設定!B16)","v":350},null,null,null,null,"","","",""]
[null,{"$f":"IF(内径設定!B17=\"\",\"\",内径設定!B17)","v":10},null,null,null,null,"","","",""]
[null,{"$f":"IF(内径設定!B18=\"\",\"\",内径設定!B18)","v":16},null,null,null,null,"","","",""]
[null,{"$f":"IF(内径設定!B19=\"\",\"\",内径設定!B19)","v":""},null,null,null,null,"","","",""]
[null,{"$f":"IF(内径設定!B20=\"\",\"\",内径設定!B20)","v":""},null,null,null,null,"","","",""]
[null,{"$f":"IF(内径設定!B21=\"\",\"\",内径設定!B21)","v":""},null,null,null,null,"","","",""]
[null,{"$f":"IF(内径設定!B22=\"\",\"\",内径設定!B22)","v":""},null,null,null,null,"","","",""]
[null,{"$f":"IF(内径設定!B23=\"\",\"\",内径設定!B23)","v":""},null,null,null,null,"","","",""]
[null,{"$f":"IF(内径設定!B24=\"\",\"\",内径設定!B24)","v":""},null,null,null,null,"","","",""]
[null,{"$f":"IF(内径設定!B25=\"\",\"\",内径設定!B25)","v":""},null,null,null,null,"","","",""]
[null,{"$f":"IF(内径設定!B26=\"\",\"\",内径設定!B26)","v":""},null,null,null,null,"","","",""]

{"sheet":"直管換算","index":68,"n_rows":26,"n_cols":15,"rows_kept":26,"cut":false,"hidden":false,"merged":[[1,1,1,16]]}
[]
[null,"直管換算表（単位：m）"]
[null,"口径\n単位：mm","分水栓","量水器","水栓","ポール\nタップ\n定水位弁","ゲート\nバルブ","グローブ\nバルブ","ボール\n止水栓","逆止弁","曲半径小\n90度曲管","曲半径小\n45度曲管","曲半径大\n90度曲管","曲半径大\n45度曲管","架橋ポリ\nチーズ\nエルボ"]
[null,{"$f":"IF(内径設定!B4=\"\",\"\",内径設定!B4)","v":13},1,3,3,4.5,0.12,4.5,0.12,3.3,0,0,0,0,3.5]
[null,{"$f":"IF(内径設定!B5=\"\",\"\",内径設定!B5)","v":20},1,6,8,6,0.15,6,0.15,4.9000000000000004,0,0,0,0,5]
[null,{"$f":"IF(内径設定!B6=\"\",\"\",内径設定!B6)","v":25},1,15,8,7.5,0.18,7.5,0.18,5.7,0,0,0,0]
[null,{"$f":"IF(内径設定!B7=\"\",\"\",内径設定!B7)","v":30},1,26,null,13.5,0.3,13.5,0.3,9.5,0,0,0,0]
[null,{"$f":"IF(内径設定!B8=\"\",\"\",内径設定!B8)","v":40},1,26,null,13.5,0.3,13.5,0.3,9.5,1.5,0,0,0]
[null,{"$f":"IF(内径設定!B9=\"\",\"\",内径設定!B9)","v":50},1,26,null,16.5,0.39,16.5,0.39,11.7,2.1,1.2,0,0]
[null,{"$f":"IF(内径設定!B10=\"\",\"\",内径設定!B10)","v":75},1,25,null,24,0.63,24,null,null,3,1.8,1.5,0]
[null,{"$f":"IF(内径設定!B11=\"\",\"\",内径設定!B11)","v":100},1,43,null,37.5,0.81,37.5,null,null,4.2,2.4,2,1]
[null,{"$f":"IF(内径設定!B12=\"\",\"\",内径設定!B12)","v":150},1,34,null,49.5,1.2,49.5,null,null,6,3.6,3,1.5]
[null,{"$f":"IF(内径設定!B13=\"\",\"\",内径設定!B13)","v":200},1,50,null,70,1.4,null,null,null,6.5,3.7,4,2]
[null,{"$f":"IF(内径設定!B14=\"\",\"\",内径設定!B14)","v":250},1,77,null,90,1.7,null,null,null,8,4.2,6,3]
[null,{"$f":"IF(内径設定!B15=\"\",\"\",内径設定!B15)","v":300}]
[null,{"$f":"IF(内径設定!B16=\"\",\"\",内径設定!B16)","v":350}]
[null,{"$f":"IF(内径設定!B17=\"\",\"\",内径設定!B17)","v":10},null,null,null,null,null,null,null,null,3.5,null,3.5,null,3.5]
[null,{"$f":"IF(内径設定!B18=\"\",\"\",内径設定!B18)","v":16},null,null,null,null,null,null,null,null,3.5,null,3.5,null,3.5]
[null,{"$f":"IF(内径設定!B19=\"\",\"\",内径設定!B19)","v":""}]
[null,{"$f":"IF(内径設定!B20=\"\",\"\",内径設定!B20)","v":""}]
[null,{"$f":"IF(内径設定!B21=\"\",\"\",内径設定!B21)","v":""}]
[null,{"$f":"IF(内径設定!B22=\"\",\"\",内径設定!B22)","v":""}]
[null,{"$f":"IF(内径設定!B23=\"\",\"\",内径設定!B23)","v":""}]
[null,{"$f":"IF(内径設定!B24=\"\",\"\",内径設定!B24)","v":""}]
[null,{"$f":"IF(内径設定!B25=\"\",\"\",内径設定!B25)","v":""}]
[null,{"$f":"IF(内径設定!B26=\"\",\"\",内径設定!B26)","v":""}]